## Bill Items
22-004I 10/03/2025 13:08:21 Page : 1
Demolition & Initial Earthworks
Bill | Section | Page | Ref | Description | Quantity | Unit | Rate | Extension | Activity
1 | 1 | 1 | A | C EXISTING SITE / BUILDINGS / SERVICES C20 DEMOLITION Refer to 22-004-PR-W-0020 DGW1 Demolition Programme Rev A 2024-09-20 Phase 1A W+M Demolition (Above ground) Phase 1B W+M Demolition (Ground floor slabs) Phase 1C W+M Demolition (Basements) Phase 1D W+M Demolition (Foundations) PHASE 1 (Wolseley Plumb Centre) Asbestos removal | 1 | ITEM
1 | 1 | 1 | B | Demolition inc soft strip and grubbing up floor slab, foundations & drainage inc capping off | 1 | ITEM
1 | 1 | 1 | C | Process demolition arisings to 6f2 or import to 6f5, and stockpile crushed material in location to be agreed and to be used in backfilling basements and/or later piling platform works | 1 | ITEM
1 | 1 | 1 | D | Backfill of existing basement | 1 | ITEM
1 | 1 | 1 | E | Temporary works associated with the demolition methodology | 1 | ITEM
1 | 1 | 1 | F | Support of roads and the like Support of roads/ footpaths due to tightness of sight; potential temporary support required to form foundations; as drawing ZO-SL-DR-A-1010 P01 To be designed | 1 | ITEM
1 | 1 | 1 | F | Undertake all necessary works to retain the existing Highway | 1 | ITEM
1 | 1 | 1 | G | Mobility Store 2A - TC Phase B Demolition (Above ground) 2B - TC Phase A Demolition (Above ground) 2C - TC Phase A Demolition (Ground slabs) 2D - TC Phase A Demolition (Foundations) Asbestos removal | 1 | ITEM
1 | 1 | 1 | H | Existing gully pot, grate and frame to be taken up and removed from site, resulting void to be infilled with ST5 concrete mix and vibrated to remove any air bubbles generally | 3 | no
1 | 1 | 1 | H | Demolition inc soft strip and grubbing up floor slab, foundations & drainage inc capping off | 1 | ITEM
1 | 1 | 1 | J | Process demolition arisings to 6f2 or import to 6f5, and stockpile crushed material in location to be agreed and to be used in backfilling basements and/or later piling platform works | 1 | ITEM
1 | 1 | 1 | K | Backfill of existing basement | 1 | ITEM
1 | 1 | 1 | L | Temporary works associated with the demolition methodology | 1 | ITEM
1 | 1 | 1 | M | Undertake all necessary works to retain the existing Highway | 1 | ITEM
1 | 1 | 1 | N | General Items Break out and remove all hardstandings | 1 | ITEM
1 | 1 | 1 | O | Demolish site external brick walls inc grubbing up foundations | 1 | ITEM
1 | 1 | 1 | P | Remove all external site furniture | 1 | ITEM
1 | 1 | 1 | Q | PHASE 2 (Trafford Court Demolition) 2A - TC Phase B Demolition (Above ground) 2B - TC Phase A Demolition (Above ground) 2C - TC Phase A Demolition (Ground slabs) 2D - TC Phase A Demolition (Foundations) Phase/Building B Asbestos removal | 1 | ITEM
1 | 1 | 1 | R | Demolition inc soft strip (Ground floor slab and foundations to be retained to be utilised as temporary site cabin platform - removed later in the construction programme by others) | 1 | ITEM
1 | 1 | 1 | S | Process demolition arisings to 6f2 or import to 6f5, and stockpile crushed material in location to be agreed and to be used in backfilling basements and/or later piling platform works | 1 | ITEM
1 | 1 | 1 | T | Demolish site external brick walls inc grubbing up foundations | 1 | ITEM
1 | 1 | 1 | U | Remove existing guardrail and retain for future use | 1 | ITEM
1 | 1 | 1 | V | Break out and remove concrete bollards | 1 | ITEM
1 | 1 | 1 | W | Disconnect and remove parking barrier | 1 | ITEM
1 | 1 | 1 | X | Phase/Building A Asbestos removal | 1 | ITEM
1 | 1 | 1 | Y | Demolition inc soft strip and grubbing up floor slab, foundations & drainage inc capping off | 1 | ITEM
1 | 1 | 1 | Z | Break out and remove existing building access ramp | 1 | ITEM
1 | 1 | 1 | AA | Process demolition arisings to 6f2 or import to 6f5, and stockpile crushed material in location to be agreed and to be used in backfilling basements and/or later piling platform works | 1 | ITEM
1 | 1 | 1 | AB | PHASE 3 (Wolseley Site Earthworks) As Ph 3 cut & fill strategy scope plan Install piling platform; 700mm thick. Top level +14.085 from demolition arsings or imported material if required. THIS ITEM IS TO INCLUDE ALL SITE REMEDIATION CUT/FILL WORKS FROM DEMO WORKS TO TOP OF PILING MATT | 1 | ITEM
1 | 1 | 1 | AC | Remove all obstructions in piling platform area to a depth of 1.5m (As Ph 3 cut & fill strategy scope plan) | 1 | ITEM
1 | 1 | 1 | AD | Traffic Management Traffic management alowance during demolition Phase for transportig materials between sites A & B | 1 | ITEM
1/1/1 | [6 empty] | To Collection: | 0
22-004I 10/03/2025 13:08:21 Page : 2
Demolition & Initial Earthworks
Bill | Section | Page | Ref | Description | Quantity | Unit | Rate | Extension | Activity
1 | 1 | 2 | A | Removing fittings and fixtures Side inlet gully to be taken up and removed from site, existing connection to be retained generally | 1 | no
1 | 1 | 2 | B | Existing non-illuminated traffic sign, pole and concrete foundation to be taken up and sign removed to tip generally | 3 | no
1 | 1 | 2 | E | Existing bin to be taken up and removed to tip off site and replaced with new bin, relocation position to be outlined by CoDC generally | 1 | no
1 | 1 | 2 | F | Works to existing Existing water stop valve to be adjusted to new footway level using class B Engineering bricks in class 1 mortar, any damaged valves to be replaced with new generally | 4 | no
1/1/2 | [6 empty] | To Collection: | 0
22-004I 10/03/2025 13:08:21 Page : 3
Demolition & Initial Earthworks
Bill | Section | Page | Ref | Description | Quantity | Unit | Rate | Extension | Activity
1 | 1 | 3 | A | Works to existing Existing manhole/ inspection chambers, covers and frames to be adjusted to match new levels in carriageway, new D400 covers required and class B engineering brick with class 1 mortar bed to be finished surface course, any polished or damaged covers will need replacing generally | 1 | no
1 | 1 | 3 | B | Existing manhole/ inspection chambers, covers and frames located in the footway to be adjusted to match new levels, new covers and frames to be used generally | 15 | no
1 | 1 | 3 | C | Existing gas inspection chamber to be adjusted to suit new levels generally | 1 | no
1 | 1 | 3 | F | D GROUNDWORK D20 EXCAVATING AND FILLING Excavating To reduce levels 0.25 m maximum depth | 83 | m3
1/1/3 | [6 empty] | To Collection: | 0
22-004I 10/03/2025 13:08:21 Page : 4
Demolition & Initial Earthworks
Bill | Section | Page | Ref | Description | Quantity | Unit | Rate | Extension | Activity
1 | 1 | 4 | B | Breaking out existing materials Break out existing kerb/ channel/ edging plus concrete bed and haunch; to be either reused or recycled for fill kerb/ channel or edging | 106 | m
1 | 1 | 4 | C | linear drain unit | 57 | m
1 | 1 | 4 | D | Disposal Disposal of water surface water | 1 | ITEM
1 | 1 | 4 | E | ground water | 1 | ITEM
1 | 1 | 4 | F | Excavated material off site | 83 | m3
1/1/4 | [6 empty] | To Collection: | 0
Collection Sheet | [7 empty] | £ p
Page Total : 1/1/1 | [7 empty] | 0
Page Total : 1/1/2 | [7 empty] | 0
Page Total : 1/1/3 | [7 empty] | 0
Page Total : 1/1/4 | [7 empty] | 0
[7 empty] | Total : | 0
22-004I 10/03/2025 13:08:21 Page : 6
Substructure
Bill | Section | Page | Ref | Description | Quantity | Unit | Rate | Extension | Activity
2 | 1 | 1 | A | SUBSTRUCTURES Excavating and Filling Site strip measured and working platform included in Demoltion Phase 1 Package. | 1 | Item
2 | 1 | 1 | B | Excavations commence from a working platform level of +14.085m | 1 | Item
2 | 1 | 1 | C | Excavating To reduce levels < 1.00m deep | 105 | m3
2 | 1 | 1 | D | Trenches for ground beams; not exceeding 1.00m deep | 109 | m3
2 | 1 | 1 | E | Pits for pile caps < 1.00m deep | 17 | m3
2 | 1 | 1 | F | Pits for pile caps < 2.00m deep | 142 | m3
2 | 1 | 1 | G | Pits for pile caps < 4.00m deep | 7 | m3
2 | 1 | 1 | H | Lift pit base < 2.00m deep | 31 | m3
2 | 1 | 1 | L | Working space allowance to excavations; backfilling with selected excavated material Foundations | 797 | m2
2 | 1 | 1 | M | Earthwork Support Not exceeding 1.00m deep | 421 | m2
2 | 1 | 1 | N | Not exceeding 2.00m deep | 359 | m2
2 | 1 | 1 | P | Not exceeding 4.00m deep | 17 | m2
2 | 1 | 1 | Q | Disposal Surface water | 1 | Item
2 | 1 | 1 | R | Ground water? | 1 | Item
2 | 1 | 1 | S | Remove excavated material; off site | 411 | m3
2/1/1 | [6 empty] | To Collection: | 0
22-004I 10/03/2025 13:08:21 Page : 7
Substructure
Bill | Section | Page | Ref | Description | Quantity | Unit | Rate | Extension | Activity
2 | 1 | 2 | A | Surface Treatments Level and compact formation level; blind with 50mm thick soft sand (building footprint) | 874 | m2
2 | 1 | 2 | B | Additional 15mm thick soft sand blinding beneath bin store / switch room slabs to make up levels (Note: Uninsulated slab) | 55 | m2
2 | 1 | 2 | C | Piling Note: Piling platform included as part of Phase 1 Demolition works. Piling to Specialist's Design; as indicated on drawing BJB-Z1-FN-DR-S-00103 | 0
2 | 1 | 2 | D | Bring to site all piling plant | 1 | Item
2 | 1 | 2 | E | Remove all piling plant on completion | 1 | Item
2 | 1 | 2 | E | Pre boring pile positions | 114 | Nr
2 | 1 | 2 | F | Piles; CFA 450mm diameter (Including boring, concrete & reinforcement) | 114 | Nr
2 | 1 | 2 | F | Additional pile length allowance | 1 | item
2 | 1 | 2 | G | Move piling rig between pile positions | 114 | Nr
2 | 1 | 2 | H | Cut off top of piles, prepare for pile caps | 114 | Nr
2 | 1 | 2 | J | Remove arisings from piling from site (assumes 450mm diameter x 10m long piles) | 181 | m3
2 | 1 | 2 | K | Concrete cube tests | 1 | Item
2 | 1 | 2 | L | Integrity test visit | 1 | Item
2 | 1 | 2 | M | Integrity tests | 1 | Item
2 | 1 | 2 | N | Static load test | 1 | Item
2 | 1 | 2 | O | Debonding of reinforcement | 1 | Item
2 | 1 | 2 | P | Setting out | 1 | Item
2 | 1 | 2 | Q | Standing time allowance | 5 | Hrs
2 | 1 | 2 | R | In Situ Concrete Plain Concrete Grade GEN1 Chamfered mortar fillet to outer face of upstand to bin store / switch room; as drawing BBA-Z1-ZZ-DR-A-7673 | 23 | m
2 | 1 | 2 | S | Filling hollow walls; as NBS F30/110 and drawings BBA-Z1-ZZ-DR-A-7670, 7673, 7674 & 7073 | 6 | m3
2 | 1 | 2 | T | Blinding beds to excavated surfaces for ground beams and lift pit base; 50mm thick | 7 | m3
2 | 1 | 2 | U | Mass concrete infill from top of lift base to underside of ground beams and overpour from side of ground beams to side of lift pit walls; as drawing BJB-Z1-FN-DR-S-0105 | 4 | m3
2 | 1 | 2 | V | Column encasements to external columns | 1 | m3
2/1/2 | [6 empty] | To Collection: | 0
22-004I 10/03/2025 13:08:21 Page : 8
Substructure
Bill | Section | Page | Ref | Description | Quantity | Unit | Rate | Extension | Activity
2 | 1 | 3 | A | Reinforced Concrete Grade RC32/40; DS-2; AC-2; as NBS E05 & E10/105 Type A and drawings BJB-Z1-FN-DR-S-0100, 0101, 0102, 1014, 0105 & 0106 Ground Beams | 85 | m3
2 | 1 | 3 | B | Pile Caps | 146 | m3
2 | 1 | 3 | C | Lift pit base | 11 | m3
2 | 1 | 3 | D | Lift pit walls | 3 | m3
2 | 1 | 3 | E | Reinforced Concrete Grade RC28/35; as NBS E05 & E10/105A and drawings BJB-Z1-FN-DR-S-0101, 0102 & 0110 Ground floor slabs and thickenings; 250mm thick slab | 244 | m3
2 | 1 | 3 | F | Upstands; 140mm thick | 3 | m3
2 | 1 | 3 | G | Formwork for In Situ Concrete; as NBS E20 Sides of ground beams; 250 - 500mm high | 9 | m
2 | 1 | 3 | H | Sides of ground beams; 500mm - 1.00m high | 418 | m
2 | 1 | 3 | J | Sides of pile caps; 500mm - 1.00m high | 75 | m
2 | 1 | 3 | K | Sides of pile caps; exceeding 1.00m high | 305 | m2
2 | 1 | 3 | L | Edge of lift pit base; 500mm - 1.00m high | 17 | m
2 | 1 | 3 | M | Kickers to lift pit walls, both sides suspended | 13 | m
2 | 1 | 3 | N | Vertical sides of lift pit walls, 500 - 1000mm high | 27 | m
2 | 1 | 3 | P | Sides of ground floor slabs, including thickening where required; 250 - 500mm high | 241 | m
2 | 1 | 3 | Q | Sides of upstands; not exceeding 250mm high | 253 | m
2 | 1 | 3 | R | To external column encasements, stepped around baseplates; 500 x 500 x 150mm | 9 | Nr
2 | 1 | 3 | S | At changes in slab level; 75mm high | 47 | m
2 | 1 | 3 | T | Form 30mm recesses in slab for finishes; top layer of slab reinforcement to be depressed locally to maintain required concrete cover (4Nr locations) | 29 | m2
2 | 1 | 3 | U | Form 1250 x 315 x 75mm deep recesses in ground floor slab for door frame cill fixing; as drawings BJB-Z1-FN-DR-S-0110 & BBA-Z1-ZZ-DR-A-7077 | 1 | Nr
2 | 1 | 3 | V | Form 2050 x 315 x 75mm deep recesses in ground floor slab for door frame cill fixing; as drawings BJB-Z1-FN-DR-S-0110 & BBA-Z1-ZZ-DR-A-7077 | 2 | Nr
2/1/3 | [6 empty] | To Collection: | 0
22-004I 10/03/2025 13:08:21 Page : 9
Substructure
Bill | Section | Page | Ref | Description | Quantity | Unit | Rate | Extension | Activity
2 | 1 | 4 | A | Reinforcement for In Situ Concrete; as NBS E30 and drawings BJB-Z1-FN-DR-S-0100, 0104 &0110 Bar reinforcement in ground beams; formed with traditional cages, straight and bent bars, shear links etc. | 9.45 | t
2 | 1 | 4 | B | Bar reinforcement in pile caps; formed with traditional cages and bent bars | 13.85 | t
2 | 1 | 4 | C | Bar reinforcement in lift pit base; formed with loose straight bars, both directions top and bottom of base with U-bars to perimeter | 1.15 | t
2 | 1 | 4 | D | Bar reinforcement in lift pit walls (assumed 100kg/m³) | 0.26 | t
2 | 1 | 4 | E | Bar reinforcement in ground floor slabs; formed with loose straight bars, both directions top and bottom of slab with U-bars to perimeter and edges of openings | 20.9 | t
2 | 1 | 4 | F | U-bar reinforcement at 200mm centres with straight distribution bars; to tie upstands into main slab | 642 | Nr
2 | 1 | 4 | G | Joints in In Situ Concrete No isolation joints or construction joints required Finishes to In Situ Concrete; as NBS E41 | 0
2 | 1 | 4 | H | Basic finish to blinding (asumed) | 150 | m2
2 | 1 | 4 | J | Basic finish to tops of foundations; mechanical compaction | 278 | m2
2 | 1 | 4 | K | Smooth finish to tops of upstands; 140mm wide (assumed) | 125 | m
2 | 1 | 4 | L | Smooth finish to sides of upstands; not exceding 250mm high (assumed) | 250 | m
2 | 1 | 4 | M | Smooth power floated finish to slabs (assumed) | 874 | m2
2 | 1 | 4 | N | Prepare and apply curing compound, sealer and hardener to ground floor slab; sprayed curing membrane not permitted when subsequent concrete surface treatment has been specified; as note on drawing BJB-Z1-FN-DR-S-0110 | 874 | m2
2/1/4 | [6 empty] | To Collection: | 0
22-004I 10/03/2025 13:08:21 Page : 10
Substructure
Bill | Section | Page | Ref | Description | Quantity | Unit | Rate | Extension | Activity
2 | 1 | 5 | A | Accessories cast into In-Situ Concrete Cast in HD bolt systems (supplied by others); as NBS E42/310 | 188 | Nr
2 | 1 | 5 | B | Cast in templates for base plates to steel stanchions | 47 | Nr
2 | 1 | 5 | C | Grout under base plates with non-shrink grout | 47 | Nr
2 | 1 | 5 | D | 1000mm long H10 anti-crack bars to columns; 2 x 2Nr (top and bottom) to perimeter columns and 4 x 2Nr (top and bottom) to internal columns; as drawing BJB-Z1-FN-DR-S-0110 | 192 | Nr
2 | 1 | 5 | E | Allow for casting dowel bars into slab at base of PCC stair; to be detailed and provided by PCC stair supplier; as drawing BJB-Z1-FN-DR-S-0102 | 2 | m
2 | 1 | 5 | F | Allow for casting dowels into lift pit walls at PCC lift shaft wall locations; location and quantity to be confirmed by PCC shaft supplier / manufacturer; as drawing BJB-Z1-FN-DR-S-0105 P04 | 9 | Nr
2 | 1 | 5 | G | Flexible waterstops to base of concrete upstands; Visqueen; as NBS E40/310 & drawings BBA-Z1-ZZ-DR-A-7670 & 7673 | 125 | m
2 | 1 | 5 | H | Form holes in slab for 150mm diameter RWP | 1 | Nr
2 | 1 | 5 | J | Form holes in slab for 110mm diameter SVP's; as drawings SDA-Z1-00-DR-P-5201 & 5202 | 15 | Nr
2 | 1 | 5 | K | Form holes in slab for floor gulleys; as drawings SDA-Z1-00-DR-P-5201 & 5202 | 3 | Nr
2 | 1 | 5 | L | Form holes in slab for shower tray connection; as drawings SDA-Z1-00-DR-P-5201 & 5202 | 2 | Nr
2 | 1 | 5 | M | Form holes through foundations for drains, including pipe sleeves and additional thickenings as required; as details on drawing BJB-Z0-SL-DR-C-0612 | 13 | Nr
2/1/5 | [6 empty] | To Collection: | 0
22-004I 10/03/2025 13:08:21 Page : 11
Substructure
Bill | Section | Page | Ref | Description | Quantity | Unit | Rate | Extension | Activity
2 | 1 | 6 | A | Brickwork and Blockwork Clay facing brickwork Type A; La Paloma Glazed Verde Termilino; 10mm dark grey mortar joints, half lap stretcher bond and bucket handle joints; as F10/110A and drawings BBA-Z1-ZZ-DR-A-7670, 7673, 7674, 7072 & 7073 Half brick thick | 80 | m2
2 | 1 | 6 | B | Extra over for 3 courses of clay facing brickwork Type B at bottom of wall; La Paloma Pirineo Brillo; as NBS F10/110B (Note: Could this be standard engineering brickwork?) | 30 | m2
2 | 1 | 6 | C | Extra over for specials to suit splay to NW façade column on Grid 9/C (external angle); as drawing BBA-Z1-ZZ-DR-A-7650 | 1 | m
2 | 1 | 6 | D | Extra over for specials to suit NW façade column on Grid 9/C (internal angle); as drawing BBA-Z1-ZZ-DR-A-7650 | 1 | m
2 | 1 | 6 | E | Extra over for specials to suit splay to NW façade column on Grid 10/A (external angle); as drawing BBA-Z1-ZZ-DR-A-7653 | 1 | m
2 | 1 | 6 | F | Extra over for specials to suit splay to NW façade column on Grid 10/A (external angle); as drawing BBA-Z1-ZZ-DR-A-7653 | 1 | m
2 | 1 | 6 | G | Reveals / closing cavities below ground; vertically; as drawing 7072 | 14 | m
2 | 1 | 6 | H | Extra over for 3 courses of clay facing brickwork Type B at bottom of reveals; La Paloma Pirineo Brillo; as NBS F10/110B (Note: Could this be standard engineering brickwork?) | 5 | m
2 | 1 | 6 | J | Accessories to Brickwork and Blockwork Form 122.5mm wide cavity between brickwork and thickened slab edge; 30mm partial fill Styrene EPS 100 insulation; as NBS M10/290 and drawings BBA-Z1-ZZ-DR-A-7670, 7673, 7674 & 7073 | 53 | m2
2 | 1 | 6 | K | Non-Combustible cavity tray DPC; Visqueen Zedex CPT High Performance DPC; as NBS F30/330 and drawings BBA-Z1-ZZ-DR-A-7670, 7673 & 7674 Girth exceeding 225mm | 61 | m2
2 | 1 | 6 | L | Perpend joint weep holes; Rytons RYTWEA1METAL - Rytons A1® Fire-rated Metal Rytweep; non-combustible metal zinc coated; as NBS F30/132 and drawings BBA-Z1-ZZ-DR-A-7670, 7673 & 7674 Above cavity trays at maximum 1000mm centres | 154 | Nr
2 | 1 | 6 | M | Screeding Quick drying screed; Isocrete Heavy Duty Fast K- Screed; as NBS M10/130 and drawings BJB-Z1-FN-DR-S-0110 & BBA-Z1-ZZ-DR-A-7077 75mm thick screed infill at door fixing locations | 2 | m2
2/1/6 | [6 empty] | To Collection: | 0
22-004I 10/03/2025 13:08:21 Page : 12
Substructure
Bill | Section | Page | Ref | Description | Quantity | Unit | Rate | Extension | Activity
2 | 1 | 7 | A | Insulation Below Slab Expanded Polystyrene Insulation Type A; Styrene EPS 100 insulation; as NBS M10/290 and drawings BBA-Z1-ZZ-DR-A-7670, 7674, 7072 & 7073 90mm thick; horizontal under slabs | 818 | m2
2 | 1 | 7 | B | 90mm thick; vertical to lift pit walls | 13 | m2
2 | 1 | 7 | C | 30mm thick; vertical; against slab edge thickening at external door locations | 16 | m2
2 | 1 | 7 | D | Inorganic Recycled Glass Insulation; FOAMGLAS Slab T3+;Euroclass A2 Adhesive & Coating Euroclass FOAMGLAS PC164 between insulation and waterproofing membrane; as NBS P10/217B and drawings BBA-Z1-ZZ-DR-A-7670 & 7674 90mm thick; fixed back to outer face of concrete upstand | 19 | m2
2 | 1 | 7 | E | Flexible Sheet Tanking / Damp Proof Membranes Note: Ground water proofing CS1 Status to be designed by specialist subcontractor to suit site ground conditions in accordance with BS8102: 2022 Code of Practice for Protection of Below Ground Structures against Water Ingress. All damp proofing/tanking/water proofing/gas protection to foundations, lift pits, retaining structures and ground floor slabs to be installed in accordance with manufacturers standard working details, recommendations and best practice guidance. Visqueen Loose Laid Polyethylene High Performance Damp Proof Membrane; 2000 gauge; including all system components and accessories as required; as NBS J40/120 and drawings BBA-Z1-ZZ-DR-A-7670, 7673, 7674, 7072 & 7073 | 0
2 | 1 | 7 | F | Horizontal; beneath slabs | 874 | m2
2 | 1 | 7 | G | Visqueen Self Adhesive Bitumen Damp Proof Membrane; including all primers, system components and accessories as required; as NBS J40/190 and drawings BBA-Z1-ZZ-DR-A-7670, 7673, 7674, 7072 & 7073 Horizontal & vertical; around perimeter thickenings and upstands, to base of external walls and around lift pit; lapped with loose laid DPM | 501 | m2
2 | 1 | 7 | H | Horizontal & vertical; as Visqueen standard column sealing details HP-52; as indicated on drawing 7674 (Note: Assumed to all columns) | 46 | Nr
2 | 1 | 7 | J | Visqueen TreadGUARD 1500 / Visqueen Protectadrain Protection boards for damp proofing / tanking; including all system components and accessories as required; as NBS J40/380 and drawing BBA-Z1-ZZ-DR-A-7674 Horizontal; beneath PCC lift pit and to ground beam adjacent lift | 15 | m2
2/1/7 | [6 empty] | To Collection: | 0
Collection Sheet | [7 empty] | £ p
Page Total : 2/1/1 | [7 empty] | 0
Page Total : 2/1/2 | [7 empty] | 0
Page Total : 2/1/3 | [7 empty] | 0
Page Total : 2/1/4 | [7 empty] | 0
Page Total : 2/1/5 | [7 empty] | 0
Page Total : 2/1/6 | [7 empty] | 0
Page Total : 2/1/7 | [7 empty] | 0
[7 empty] | Total : | 0
22-004I 10/03/2025 13:08:21 Page : 14
Frame
Bill | Section | Page | Ref | Description | Quantity | Unit | Rate | Extension | Activity
3 | 1 | 1 | A | FRAME G Structural/Carcassing metal/timber G10 Structural steel framing To be priced in accordance with relevant BJB Consulting Ltd structural drawings and section G10 of BJB Consulting Ltd specification ref DGW1-BJB-XX-XX-SP-S-00001-P02 dated 6 December 2023 Specialist design; connections | 1 | item
3 | 1 | 1 | B | columns Allow for columns to be spliced 500mm above Level 02 | 1 | item
3 | 1 | 1 | C | weight not exceeding 40kg/m | 3.35 | t
3 | 1 | 1 | D | weight 40 - 100kg/m | 55.27 | t
3 | 1 | 1 | E | weight exceeding 100kg/m | 14.69 | t
3 | 1 | 1 | F | columns; hollow; circular weight 40 - 100kg/m | 2.32 | t
3 | 1 | 1 | G | columns; hollow; square weight not exceeding 40kg/m | 0.19 | t
3 | 1 | 1 | H | beams weight not exceeding 40kg/m | 18.48 | t
3 | 1 | 1 | J | weight 40 - 100kg/m | 61.47 | t
3 | 1 | 1 | K | beams; castellated (Westok cellular beams with 15mm Pre-camber) weight 40 - 100kg/m | 60.43 | t
3 | 1 | 1 | L | weight exceeding 100kg/m | 15.86 | t
3 | 1 | 1 | M | beams; hollow; rectangular weight not exceeding 40kg/m | 0.5 | t
3 | 1 | 1 | N | weight 40 - 100kg/m | 7.61 | t
3 | 1 | 1 | P | weight exceeding 100kg/m | 14.18 | t
3 | 1 | 1 | Q | beams; hollow; square weight not exceeding 40kg/m | 1.48 | t
3 | 1 | 1 | R | weight 40 - 100kg/m | 1.37 | t
3 | 1 | 1 | S | bracings weight not exceeding 40kg/m | 4.05 | t
3 | 1 | 1 | T | bracings; hollow; circular weight not exceeding 40kg/m | 1.98 | t
3 | 1 | 1 | U | weight 40 - 100kg/m | 1.45 | t
3 | 1 | 1 | V | Balancing tonnage | 31.62 | t
3 | 1 | 1 | W | fittings fittings (based on provisional allowance of 15%) | 39.7 | t
3 | 1 | 1 | X | Sherardised Bolts Bolts | 1 | Item
3 | 1 | 1 | Y | holding down bolts or assemblies; to be designed by steelwork contractor holding down bolt assembly; M20 grade 8.8 galvanised bolts with nuts and washers, to BS 7419:1991 with nuts to BS 4190; supply only | 192 | Nr
3 | 1 | 1 | Y | Restricted Deliveries 5 No. columns currently circa 17m all other members are under 13m. Due to the restrictions we would need to introduce an additional splice per column (5 No.) | 1 | Item
3 | 1 | 1 | Z | Framing, erection; in accordance with BS 5950: Part 2 Trial erection all the foregoing framing; if required | 1 | item
3 | 1 | 1 | AA | Permanent erection on site with bolted connections all the foregoing framing | 336 | t
3 | 1 | 1 | BB | Edge Protection Easi edge or similar | 1 | Item
3 | 1 | 1 | CC | Extended hire of edge protection | 20 | wks
3 | 1 | 1 | CD | Additional visits to collect edge protection | 5 | nr
3/1/1 | [6 empty] | To Collection: | 0
22-004I 10/03/2025 13:08:21 Page : 15
Frame
Bill | Section | Page | Ref | Description | Quantity | Unit | Rate | Extension | Activity
3 | 1 | 2 | A | Secondary steelwork Secondary steelwork allowance (5% WDCL allowance - may not be required) | 16.8 | t
3 | 1 | 2 | B | Site welding 100 x 100 x 10mm Angles; welded across column faces; to support metal deck; see BJB drawing number DGW1-BJB-Z1-01-DR-S-0201 P08 (labour and plant only item - material is included in tonnage above) | 10 | nr
3 | 1 | 2 | C | 12mm thick x 200mm long plate welded between column flanges; to pick up masonry support angle brackets; see BJB drawing number DGW1-BJB-Z1-01-DR-S-0202 P09 | 12 | nr
3 | 1 | 2 | D | 10mm thick continuous plate welded to beams (UKC254x254x73); flush with the toes of the outer flange to recive masonry support angle fixings (at 2nd and 4th Floor); see BJB drawing number DGW1-BJB-Z1-02-DR-S-0202 P09 (labour and plant only item - material is included in tonnage above) | 22 | m
3 | 1 | 2 | E | Perimeter beams at Level 02 to receive flange plates etc. to support proprietary masonry support system (note on BJB drawing number DGW1-BJB-Z1-02-DR-S-0202 P09) | 145 | m
3 | 1 | 2 | F | Perimeter beams at Level 04 to receive flange plates etc. to support proprietary masonry support system (note on BJB drawing number DGW1-BJB-Z1-04-DR-S-0204 P09) | 145 | m
3 | 1 | 2 | G | Steel plates for SFS supports 40x40x3mm hot rolled steel angles; assume welded to columns; to support SFS fixings to columns; as SFS drawing numbers 002, 003 & 004; See BJB drawing number DGW1-BJB-Z1-ZZ-DR-S-0207 P08 | 14 | nr
3 | 1 | 2 | H | Structural infills; to holes in castellated beams Structural infills; 400mm diameter; 8mm thick | 20 | nr
3 | 1 | 2 | J | Thermal breaks Allowance for thermal isolation washers between terrace and office steelwork; Levels 01, 02, 03 & 04 | 1 | Item
3 | 1 | 2 | K | Allowance for thermal isolation washers between office and roof steelwork; Level 01 | 1 | Item
3 | 1 | 2 | L | Surface Treatment Hot dipped galvanised finish to exposed CHS219.1x10 columns to balconies; off site | 31 | m2
3 | 1 | 2 | M | Blast cleaning off site | 5548 | m2
3 | 1 | 2 | N | Prefabrication primer; before fabrication; off site as NBS G10/523; Sherwin Williams C400V3primer at DFT 75 microns nominal | 5548 | m2
3 | 1 | 2 | P | Touch up primer; on site (say 15%) | 832 | m2
3 | 1 | 2 | Q | M61 Intumescent coatings for fire protection of steelwork As Sherwin Williams schedule included in the enquiry Sherwin-Williams FX6002; Intumescent coating; on site (External steel) | 2857 | m2
3 | 1 | 2 | R | Sherwin-Williams FX6002; Intumescent coating; on site (Internal steel) | 2402 | m2
3 | 1 | 2 | S | Sherwin-Williams FX6002; Intumescent coating; on site (7.5% Allowance not shown on schedule) | 395 | m2
3 | 1 | 2 | T | Also make extra over allowance for masking of top flange, site touch up and fittings which will affect the final coated surface area. | 1 | Item
3 | 1 | 2 | U | Intumescent painting of masonry support items | 1 | Item
3 | 1 | 2 | V | Intumescent painting of zbars SFS support | 1 | Item
3 | 1 | 2 | W | Intumescent painting other items (cleat angles/head fixing brackets etc) | 1 | Item
3 | 1 | 2 | X | Touching up of intumescent after MEP installation through penetrations in beams | 1 | Item
3 | 1 | 2 | Y | Cold Rolled Cladding Rails Kingspan MultiBeam M175065120 purlins for parapets on Level 05 roof; to be provided with all necessary anti sag requirements | 634 | m
3 | 1 | 2 | Z | Kingspan MultiBeam M175065140 purlins for canopy roof | 53 | m
3 | 1 | 2 | AA | Kingspan MultiBeam M175065150 purlins for roof cladding on Level 06 roof | 107 | m
3 | 1 | 2 | BB | Kingspan MultiBeam M235065150 purlins for wall cladding on Levels 05-06 roof | 342 | m
3/1/2 | [6 empty] | To Collection: | 0
22-004I 10/03/2025 13:08:21 Page : 16
Frame
Bill | Section | Page | Ref | Description | Quantity | Unit | Rate | Extension | Activity
3 | 1 | 3 | A | External signage support Allow 750kg of steelwork (assume galvanised) to support building signage; TBC by others; as note on BJB drawing number DGW1-BJB-Z1-ZZ-DR-S-00207 P08 | 1 | Item
3 | 1 | 3 | B | Allow 750kg of steelwork (assume galvanised) to support building signage; TBC by others; as note on BJB drawing number DGW1-BJB-Z1-ZZ-DR-S-00208 P06 | 1 | Item
3 | 1 | 3 | C | Separate visit for roof steelwork to Entrance Canopy Additional cantilever stubs to be provided; penetrating through the external elevations; to allow the flat roof steelwork to be erected following completion of the external envelope on gridlines B & 8 | 1 | Item
3 | 1 | 3 | D | Allow for return visit to install the steel beams and purlins to the entrance canopy; see BJB drawing number DGW1-BJB-Z1-01-DR-S-0201 P08 (labour and plant only item - material is included in tonnage/meterage above) | 1 | Item
3 | 1 | 3 | E | Metal Deck Floors Lift metal deck packs into position | 1 | Item
3/1/3 | [6 empty] | To Collection: | 0
Collection Sheet | [7 empty] | £ p
Page Total : 3/1/1 | [7 empty] | 0
Page Total : 3/1/2 | [7 empty] | 0
Page Total : 3/1/3 | [7 empty] | 0
[7 empty] | Total : | 0
22-004I 10/03/2025 13:08:21 Page : 18
Upper Floors
Bill | Section | Page | Ref | Description | Quantity | Unit | Rate | Extension | Activity
4 | 1 | 1 | A | UPPER FLOORS Note: Area of 5th Floor included as part of Roof decking and slab. | 0
4 | 1 | 1 | B | Note: External Terraces included in Roof. Profiled Metal Decking Kingspan Multideck MD60-V3 Metal Decking; 1.2mm gauge; fixed to supporting steelwork with Hilti X-ENP-19-L15 or similar fasteners, 1Nr per trough or at 450mm centres to suit span of deck; as drawings BJB-Z1-(01/02/03/04)-DR-S-0241, 0242, 0243 & 0244 and Z1-ZZ-DR-S-0225 | 0
4 | 1 | 1 | C | 150mm deep | 3421 | m2
4 | 1 | 1 | D | Perimeter edge trims, closure flashings and formwork; 150mm high | 608 | m
4 | 1 | 1 | E | Fix decking to steelwork with Hilti X-ENP-19-L15 or similar fasteners; one per trough or @ 450mm horizontal centres depending upon direction of deck (approximate quantity) | 6986 | Nr
4 | 1 | 1 | F | Rake cutting | 68 | m
4 | 1 | 1 | G | Notching posts | 46 | Nr
4 | 1 | 1 | H | Safety nets | 1 | Item
4 | 1 | 1 | I | Rope access to level 5 | 1 | Item
4 | 1 | 1 | J | Temporary propping; if required | 0 | m2
4 | 1 | 1 | K | In Situ Concrete Reinforced Concrete Grade RC25/30; as NBS E05 & E10/105 Type B and drawings BJB-Z1-(01/02/03/04)-DR-S-0241, 0242, 0243 & 0244 and Z1-ZZ-DR-S-0225 Suspended slabs; thickness not exceeding 150mm | 513 | m3
4 | 1 | 1 | L | Upstands; 140mm thick X 90mm high | 475 | m
4 | 1 | 1 | M | Concrete surround / upstand to base of CHS bracing; extent to suit final connection detail; 400mm thick | 1 | m3
4 | 1 | 1 | N | Bund to Boiler Room 05-05, 150 x 225mm high | 1 | m3
4 | 1 | 1 | P | Concrete cube testing | 1 | item
4 | 1 | 1 | Q | Formwork for In Situ Concrete; as NBS E20 Sides of upstands; not exceeding 100mm high | 978 | m
4 | 1 | 1 | R | Sides of bund to Boiler Room 05-05; not exceeding 100mm high | 27 | m
4 | 1 | 1 | S | Reinforcement for In Situ Concrete; as NBS E30 and drawings BJB-Z1-(01/02/03/04)-DR-S-0241, 0242, 0243 & 0244 and Z1-ZZ-DR-S-0225 Fibre mesh reinforcement in suspended floor slabs; 4D 80/60 BGE DRAMIX fibres (20kg/m³) | 10.26 | t
4 | 1 | 1 | T | U-bar reinforcement at 200mm centres with straight distribution bars; to tie upstands and bund into main slabs (10kg/m) | 4.88 | t
4 | 1 | 1 | U | H10 U-bars dowelled into slabs at 100mm centres; to suit 400 wide x 150mm high upstand to base of bracing | 0.75 | t
4 | 1 | 1 | V | A252 1200mm wide strips | 41 | m2
4 | 1 | 1 | W | Additional Items Taping of joints to avoid grout loss during concrete pour | 3421 | m2
4 | 1 | 1 | W | Taping of edge trims to avoid grout loss during concrete pour | 608 | m
4 | 1 | 1 | X | Allowance for cleaning joints to underside of metaldeck due to the deck being left exposed in it's final state | 3421 | m2
4/1/1 | [6 empty] | To Collection: | 0
22-004I 10/03/2025 13:08:21 Page : 19
Upper Floors
Bill | Section | Page | Ref | Description | Quantity | Unit | Rate | Extension | Activity
4 | 1 | 2 | A | Finishes to In Situ Concrete; as NBS E41 Smooth power floated finish to slabs (assumed) | 3421 | m2
4 | 1 | 2 | B | Smooth finish to tops of upstands; 140mm wide (assumed) | 475 | m
4 | 1 | 2 | C | Smooth finish to tops of upstands; 400mm wide (assumed) | 4 | m2
4 | 1 | 2 | D | Smooth finish to sides of upstands; not exceding 250mm high (assumed) | 978 | m
4 | 1 | 2 | E | Sundry Insulation / Proofing Work Airtight / watertight membrane seals Type A; OBEX Cortex 0200FR; including all necessary accessories as specified; as NBS P10/310A and drawings BBA-Z1-ZZ-DR-A-7070 to 7079, 7671, 7672 & 7426 Width to suit construction detail; to be formed onto slab edge / soffit (where applicable) and dressed over steelwork (where applicable) and weather defence boards; to allow deflection/movement | 1087 | m
4 | 1 | 2 | F | Cavity BarriersType A; Siderise TW-P Firestops for Profiled Decks (PP-FS60); to achieve 60 minutes integrity and insulation; as NBS P10/432A and drawings BBA-Z1-ZZ-DR-A-7070 to 7079, 7671, 7672 & 7426 Horizontal to slab perimeters at external walls; to suit span / profile of metal decking (Note: Measured to 1nr trough; additional coat back detail picked up in internal walls) | 613 | m
4 | 1 | 2 | G | Fire Stopping above all Westok Beams required as tops won't be intumescent coated and non-composite deck installed. | 1645 | m
4 | 1 | 2 | H | Builderswork In Connection with Services Forming / core drilling holes in metal decking and concrete slabs; as drawings SDA-Z1-(01/02/03/04)-DR-P-5203, 5204, 5205, 5206, 5207, 5208, 5209 & 5210 and ZZ-ZZ-DR-M-5002 Note: Drawing M-5002 indicates 1Nr small riser to the side of each staircore on 1st to 4th Floors, however these are not indicated on BJB Slab GA's. Holes for SVP's measured at each floor to these locations in the absence of a riser void. | 0
4 | 1 | 2 | J | To suit 150mm diameter RWP's (Note: 1Nr per floor assumed based on Ground Floor Slab GA FN-DR-S-0110) | 4 | Nr
4 | 1 | 2 | K | To suit 150mm diameter SVP's | 24 | Nr
4 | 1 | 2 | L | Core drill 400x200mm 'slot' for refrigerant traywork | 4 | Nr
4 | 1 | 2 | M | Core drill 800x200mm 'slot' for refrigerant traywork and heating pipework | 4 | Nr
4 | 1 | 2 | N | Core drill openings to suit Tenant's required pipe / containment sizes | 8 | Nr
4/1/2 | [6 empty] | To Collection: | 0
Collection Sheet | [7 empty] | £ p
Page Total : 4/1/1 | [7 empty] | 0
Page Total : 4/1/2 | [7 empty] | 0
[7 empty] | Total : | 0
22-004I 10/03/2025 13:08:21 Page : 21
Roof
Bill | Section | Page | Ref | Description | Quantity | Unit | Rate | Extension | Activity
5 | 1 | 1 | A | ROOF STRUCTURE AND ROOF COVERINGS G Structural/Carcassing metal/timber G30 Metal profiled sheet decking Metal Decking; to terraces and level 05 main roof Specialist design | 1 | Item
5 | 1 | 1 | B | Kingspan Multideck MD60 V3 metal decking; 1.2mm gauge; as drawing BJB-Z1-01-DR-S-0241, 0242, 0243, 0244 & 0245; Allow for notching around all columns | 1092 | m2
5 | 1 | 1 | C | Perimeter edge trims, closure flashings and formwork; 1.2mm gauge secured at approx. 600mm centres with restraint straps; 150mm high | 290 | m
5 | 1 | 1 | E | Allow for forming holes in decking or core drilling through reinforced concrete and decking; for S&VP's & Syphonic outlets & floor gulley | 20 | nr
5 | 1 | 1 | F | Temporary propping; if required | 0 | m2
5 | 1 | 1 | G | Structural Decking; to Entrance canopy Specialist design | 1 | Item
5 | 1 | 1 | H | RoofDek D35; fixed to purlins; laid to 1.43° falls | 40 | m2
5 | 1 | 1 | H | Temporary safety netting | 1 | Item
5 | 1 | 1 | J | 2mm Galvanised angle to Roofdek; to support Siniat weather defence boards to SC detail | 26 | m
5 | 1 | 1 | K | Allow for forming holes in decking for RWP outlets | 2 | nr
5 | 1 | 1 | L | Structural Decking; to Level 06 roof Specialist design | 1 | Item
5 | 1 | 1 | M | RoofDek D35; fixed to purlins; laid to 1.5° falls | 72 | m2
5 | 1 | 1 | M | Temporary safety netting | 1 | Item
5 | 1 | 1 | N | 2mm Galvanised angle to Roofdek; to support Siniat weather defence boards to SC detail | 53 | m
5 | 1 | 1 | P | Allow for forming holes in decking for RWP outlets | 2 | nr
5 | 1 | 1 | Q | Slabs; poured on to metal decks RC25/30 concrete; as NBS clause E10/105B | 126 | m3
5 | 1 | 1 | R | Fibre mesh reinforcement; 20kg/m3 4D 80/60 BGE Dramix fibres | 2512 | kg
5 | 1 | 1 | S | 1nr H12 bar reinforcement to each trough around the full perimeter of the building over a width of 4m | 1.75 | t
5 | 1 | 1 | T | 1nr H12 bar reinforcement to each trough to Terrace slabs | 0.46 | t
5 | 1 | 1 | U | Power float finish | 1092 | m2
5 | 1 | 1 | V | Movement joints; no details | 1 | Item
5 | 1 | 1 | W | Concrete upstands to Terrace slabs Reinforced concrete in upstands to concrete slab | 2 | m3
5 | 1 | 1 | X | Allow for 10kg/m reinforcement in the form of bent U bars at 200mm centres cast into the slab and straight distribution bars | 1.22 | t
5 | 1 | 1 | Y | Formwork to sides of upstands; not exceeding 100mm high | 243 | m
5 | 1 | 1 | Z | Form hole in concrete upstand for 63mm diameter overflow pipe | 8 | nr
5 | 1 | 1 | AA | Additional Items Taping of joints to avoid grout loss during concrete pour | 1092 | m2
5 | 1 | 1 | AB | Allowance for cleaning underside of metaldeck due to the deck being left exposed in it's final state | 1092 | m2
5/1/1 | [6 empty] | To Collection: | 0
22-004I 10/03/2025 13:08:21 Page : 22
Roof
Bill | Section | Page | Ref | Description | Quantity | Unit | Rate | Extension | Activity
5 | 1 | 2 | A | J31 Liquid-applied waterproof roof coatings Roof coverings Specialist design; as NBS Clause J31/20 | 1 | item
5 | 1 | 2 | B | INVERTED ROOF COATING TO: Main Roof Area Type A; as NBS Clause J31/130 Comprising; preparation of concrete topping; minimum 10mm thick IKO Permascreed as a mastic asphalt levelling screed or to create drainage falls as required | 828 | m2
5 | 1 | 2 | B | Comprising; IKO Permatec polymer primer as clause J31/720A; 2 coats of IKO Permatec Ecowrap hot melt system; reinforcement as clause J31/750A; IKO Permaflash-R 6mm thick in two coats; IKO Permaguard-F protection layer; 180mm thick IKO Enertherm XPS insulation; IKO Enertherm WCL water flow reducing layer as J31/342 | 828 | m2
5 | 1 | 2 | C | IKO 50mm Enertherm MW angle fillets (stone wool) bonded with IKOpro PU adhesive | 170 | m
5 | 1 | 2 | D | IKO PermaFlash-D150 detailing strip bonded in PermaTEC | 170 | m
5 | 1 | 2 | E | Stone ballast; to main roof; 50mm thick; as clause J31/365A | 717 | m2
5 | 1 | 2 | F | PCC paving flags; 450x450x50mm (minimum 40mm thick) and IKO Perforated metal retention angles; on IKO paving support pads 150x15mm diameter; as clauses J31/369, J31/370A & J31/845 | 111 | m2
5 | 1 | 2 | G | Weathering system required to riser boxes; no details | 11 | m
5 | 1 | 2 | H | Skirtings/upstands; to walls; 12mm RCM Y-Wall A1 non combustible board formed into railing system to form backing detail for hot melt as clause F30/190; IKO 50mm IKOrock Etherm Upstand board (non combustible) and 6mm calcium silicate facing board with IKO retention clip; 400-600mm girth; See detail on architect drawing number DGW1-BBA-Z1-ZZ-DR-A-7427 P03 | 36 | m
5 | 1 | 2 | J | 2mm Galvanised angle to Roofdek; to support Siniat weather defence boards to SC detail | 36 | m
5 | 1 | 2 | K | Skirtings/upstands; to parapet walls; to be formed in IKO Permatec Ecowrap; 60mm IKOrock (DD) MW Multifix (Non combustible stone wool) bonded with IKOpro PU adhesive (TBC with IKO); IKO Ultra T-O air and vapour control layer (to non combustible substrates only, 2-3mm thick; IKO Ultra PrevENt T-O underlay (2mm thick); IKO Ultra PrevENt T-O cap sheet (4.5mm thick torch applied); 1800mm-2000mm girth; See drawing number DGW1 BBA Z1 ZZ DR A 7420 P04 | 123 | m
5 | 1 | 2 | L | Outline Roof OverFlow Chute - (Refer to Level 5 Roof plan for locations) To be formed to suit a 215x65 brick, PPC steel sheet, with PPC cover flange, fully lined with EPDM, IKO membrane/ to be formed/fully sealed to overflow. To be formed through Parapet wall construction. All additional supports required to provide robust detail to be provided / detailed by Sub-contractor. Invert nom 75mm. NBS J41/490 | 5 | nr
5 | 1 | 2 | M | Nicholson Roof Box riser S1A & S1B; 300x300 | 2 | nr
5 | 1 | 2 | N | Nichoson Roof Box riser S3; 600x900 | 1 | nr
5 | 1 | 2 | P | INVERTED ROOF COATING TO: Balconies Type B; as NBS Clause J31/130; See architect drawing number DGW1-BBA-Z1-ZZ-DR-A-7422 P04 Comprising; preparation of concrete topping; minimum 10mm thick IKO Permascreed as a mastic asphalt levelling screed or to create drainage falls as required | 164 | m2
5 | 1 | 2 | P | Comprising; IKO Permatec polymer primer as clause J31/720A; 2 coats of IKO Permatec Ecowrap compound incorporating IKO PermaFlash-R reinforcement 6mm thick in two coats; IKO HYload 3mm protection board layer | 164 | m2
5 | 1 | 2 | Q | IKO Plasfeed drainage/moisture retention layer (for planters) | 33 | m2
5 | 1 | 2 | R | IKO PermaFlash-D150 detailing strip bonded in PermaTEC | 122 | m
5 | 1 | 2 | S | Skirtings/upstands; to walls; comprising 2 coats of IKO Permatec Ecowrap compound incorporating IKO PermaFlash-R reinforcement 6mm thick in two coats; IKO HYload 3mm protection board layer; Girth 225-300mm; No detail; girth assumed | 64 | m
5 | 1 | 2 | T | Skirtings/upstands; to concrete upstands; comprising 2 coats of IKO Permatec Ecowrap compound incorporating IKO PermaFlash-R reinforcement 6mm thick in two coats; IKO HYload 3mm protection board layer; Girth 225-300mm | 57 | m
5 | 1 | 2 | U | Bedale Riven paving flags; 600x600x50mm; on IKO adjustable paving support pads; as clauses J31/369B & J31/370B | 132 | m2
5 | 1 | 2 | V | IKO roof outlets; including weatherproofing; as clause J31/311A | 12 | nr
5 | 1 | 2 | W | Aluminium parapet overflow outlet; including weatherproofing; as clause J31/311C | 8 | nr
5/1/2 | [6 empty] | To Collection: | 0
22-004I 10/03/2025 13:08:21 Page : 23
Roof
Bill | Section | Page | Ref | Description | Quantity | Unit | Rate | Extension | Activity
5 | 1 | 3 | A | J41 Reinforced bitumen membrane roof coverings Roof coverings Specialist design; as NBS Clause J41/20 | 1 | item
5 | 1 | 3 | B | Built-up reinforced bitumen membrane warm deck roof covering - Top Stair Overrun Roof Type B; as NBS Clause J41/110; See architect drawing numbers DGW1-BBA-Z1-ZZ-DR-A-7426 P03 & DGW1-BBA-Z1-ZZ-DR-A-7427 P03 Comprising: 8mm Versapanel cement particle board as clause J41/362 and IKOpro Sprayfast MPP; IKO Ultra T-O air and vapour control layer (to non combustible substrates only - 2-3mm thick); IKO 140mm enertherm bonded with IKOpro PU adhesive; IKO Ultra PrevENt T-O underlay (2mm thick); IKO Ultra PrevENt T-O cap sheet (4.5mm thick torch applied) | 72 | m2
5 | 1 | 3 | C | IKO 50mm Enertherm MW angle fillets (stone wool) bonded with IKOpro PU adhesive | 53 | m
5 | 1 | 3 | D | Skirtings/upstands; to parapet walls; comprising 12.5mm thick Siniat weather defence board; IKO Ultra T-O air and vapour control layer (to non combustible substrates only, 2-3mm thick; 60mm IKOrock (DD) MW Multifix (Non combustible stone wool) bonded with IKOpro PU adhesive (TBC with IKO); IKO Ultra PrevENt T-O underlay (2mm thick); IKO Ultra PrevENt T-O cap sheet (4.5mm thick torch applied); 800mm-1000mm girth; See drawing number DGW1 BBA Z1 ZZ DR A 7426 P03 | 53 | m
5 | 1 | 3 | E | Form gutter with tapered insulation; cross fall 1 in 80; 600mm wide x 40mm deep | 20 | m
5 | 1 | 3 | F | IKO roof outlets; including weatherproofing; as clause J31/311A | 2 | nr
5 | 1 | 3 | G | Aluminium parapet overflow outlet; including weatherproofing; as clause J31/311C | 4 | nr
5 | 1 | 3 | H | Built-up reinforced bitumen membrane cold deck roof covering - Entrance Canopy Type A; as NBS Clause J41/130; See architect drawing number DGW1-BBA-Z1-ZZ-DR-A-7428 P03 Comprising: 18mm Versapanel cement particle board as clause J41/362; IKO Ultra T-O air and vapour control layer; IKO Ultra PrevENt T-O underlay (2mm thick); IKO Ultra PrevENt T-O cap sheet (4.5mm thick torch applied); IKO Permaguard F protection mat (3mm thick) | 40 | m2
5 | 1 | 3 | J | IKO 50mm Enertherm MW angle fillets (stone wool) bonded with IKOpro PU adhesive | 0
5 | 1 | 3 | K | Skirtings/upstands; to brickwork walls; comprising IKO Ultra T-O air and vapour control layer (to non combustible substrates only, 2-3mm thick; IKO Ultra PrevENt T-O underlay (2mm thick); IKO Ultra PrevENt T-O cap sheet (4.5mm thick torch applied); 200mm-400mm girth; No detail - assumed | 12 | m
5 | 1 | 3 | L | Skirtings/upstands; to parapet walls and brickwork walls; comprising 12.5mm thick Siniat weather defence board; IKO Ultra T-O air and vapour control layer (to non combustible substrates only, 2-3mm thick; IKO Ultra PrevENt T-O underlay (2mm thick); IKO Ultra PrevENt T-O cap sheet (4.5mm thick torch applied); 200mm-400mm girth; See drawing number DGW1 BBA Z1 ZZ DR A 7428 P03 | 14 | m
5 | 1 | 3 | M | Form gutter in roof structure and coverings; 660mm wide x 40mm deep | 7 | m
5 | 1 | 3 | N | Cleader angles fixed to purlins; laid to provide 1 in 40 cross falls to gutter | 14 | m
5 | 1 | 3 | P | IKO roof outlets; including weatherproofing; as clause J31/311A | 2 | nr
5 | 1 | 3 | Q | Stone ballast; White cobbles 40-90mm; minimum 40mm thickness; as J41/460 | 40 | m2
5 | 1 | 3 | R | Code 5 lead cover flashing; to brickwork abutment; approx 170mm high | 12 | m
5/1/3 | [6 empty] | To Collection: | 0
22-004I 10/03/2025 13:08:21 Page : 24
Roof
Bill | Section | Page | Ref | Description | Quantity | Unit | Rate | Extension | Activity
5 | 1 | 4 | A | Parapet Wall Structure; to Main roof 12mm thick RCM Y-Wall A1 non combustible board; fixed to purlins; vertical; as NBS Clause F30/190 | 171 | m2
5 | 1 | 4 | B | 12mm thick RCM Y-Wall A1 non combustible board capping; fixed to top of parapet; with fire treated timber kicker to outside edge to create min. 2 degree fall; horizontal; not exceeding 300mm wide; as NBS Clause F30/190 | 123 | m
5 | 1 | 4 | C | Perimeter trims; NBS Clause J41/345 Parapet Trims; to Main roof; 2mm PPC aluminium drip trim to the external edge; mechanically fixed to the parapet substrate to SC details; Colour - White; 150mm drip facing; See drawing number DGW1 BBA Z1 ZZ DR A 7420 P04 | 123 | m
5 | 1 | 4 | D | Extra over for external corners | 6 | nr
5 | 1 | 4 | E | Extra over for internal corners | 1 | nr
5 | 1 | 4 | F | Extra over for ends | 2 | nr
5 | 1 | 4 | G | 0.9mm thick galvanised hard edge at either side of top of parapet, fully bonded to insulation; See drawing number DGW1 BBA Z1 ZZ DR A 7420 P04 | 245 | m
5 | 1 | 4 | H | Extra over for external corners | 6 | nr
5 | 1 | 4 | J | Extra over for internal corners | 1 | nr
5 | 1 | 4 | K | Extra over for ends | 2 | nr
5 | 1 | 4 | L | Parapet Trims; to Level 06 Stair roof; 2mm PPC aluminium drip trim to the external edge; mechanically fixed to the parapet substrate to SC details; Colour - White; 150mm drip facing; See drawing number DGW1 BBA Z1 ZZ DR A 7427 P03 | 58 | m
5 | 1 | 4 | M | Extra over for external corners | 5 | nr
5 | 1 | 4 | N | Extra over for internal corners | 1 | nr
5 | 1 | 4 | P | 0.9mm thick galvanised hard edge at either side of top of parapet, fully bonded to insulation; See drawing number DGW1 BBA Z1 ZZ DR A 7427 P03 | 115 | m
5 | 1 | 4 | Q | Extra over for external corners | 5 | nr
5 | 1 | 4 | R | Extra over for internal corners | 1 | nr
5 | 1 | 4 | S | Siniat Weather defence board capping to top of parapet, with fire treated timber kicker to outside edge to create min 2 degree fall; See drawing number DGW1 BBA Z1 ZZ DR A 7427 P03 | 58 | m
5 | 1 | 4 | T | 10mm galvanised steel support plate to be fixed to top rails and formed over cladding panel to SE/Sub contractor details; See drawing number DGW1 BBA Z1 ZZ DR A 7427 P03 | 58 | m
5/1/4 | [6 empty] | To Collection: | 0
22-004I 10/03/2025 13:08:21 Page : 25
Roof
Bill | Section | Page | Ref | Description | Quantity | Unit | Rate | Extension | Activity
5 | 1 | 5 | A | H72 Aluminium strip/ sheet fully supported roof and wall coverings/ flashings Aluminium coping system Type A; NBS Clause H72/470; Aluminium coping system to canopy roof and balconies Specialist design; as NBS Clause H72/20 | 1 | item
5 | 1 | 5 | B | External Canopy Parapet Cap and Fascia; 3mm thick PPC aluminium; laid to fall 2.0 degrees onto cladding carrier system; All Rails, brackets, angles, seals, and Secret fix fixings required. All to sub contractor detailed design; BROWN line denotes Class A OBEX Cortex 0200FR formed over coping support angle/sealed and onto brickwork/IKO roofing membrane; Fixings through roof membrane to be fully sealed prior to installing top parapet caps; approx 590mm girth; bent four times; See drawing number DGW1-BBA-Z1-ZZ-DR-A-7428 P03 | 14 | m
5 | 1 | 5 | C | Extra over for external corners | 1 | nr
5 | 1 | 5 | D | Extra over for ends | 2 | nr
5 | 1 | 5 | E | Dress over stop ends with Code 5 lead cover flashings | 2 | nr
5 | 1 | 5 | F | External Terrace Parapet Cap and Fascia; 3mm thick PPC aluminium; laid to fall 2.0 degrees onto cladding carrier system; All Rails, brackets, angles, seals, and Secret fix fixings required. All to sub contractor detailed design; BROWN line denotes Class A OBEX Cortex 0200FR formed over coping support angle/sealed and onto brickwork/IKO roofing membrane; Fixings through roof membrane to be fully sealed prior to installing top parapet caps; approx 570mm girth; bent four times; See drawing number DGW1-BBA-Z1-ZZ-DR-A-7422 P04 | 57 | m
5 | 1 | 5 | G | Extra over for ends | 24 | nr
5 | 1 | 5 | H | Dress over stop ends with Code 5 lead cover flashings | 24 | nr
5 | 1 | 5 | J | Testing Electronic integrity test | 1 | Item
5/1/5 | [6 empty] | To Collection: | 0
22-004I 10/03/2025 13:08:21 Page : 26
Roof
Bill | Section | Page | Ref | Description | Quantity | Unit | Rate | Extension | Activity
5 | 1 | 6 | A | R10 Rainwater drainage systems Specialist design; as NBS Clause R10/20 | 1 | item
5 | 1 | 6 | B | Gravity rainwater drainage system; see NBS clause R10/110 Aluminium PPC black pipes; minimum 83mm diameter Vertical rainwater pipes | 49 | m
5 | 1 | 6 | C | Horizontal rainwater pipes | 44 | m
5 | 1 | 6 | D | Bends | 30 | nr
5 | 1 | 6 | E | Rodding access; as clause J41/490 | 2 | nr
5 | 1 | 6 | F | Hoppers | 2 | nr
5 | 1 | 6 | G | Connect horizontal RWP's to verticalRWP's | 16 | nr
5 | 1 | 6 | H | Connect to IKO rainwater outlet | 16 | nr
5 | 1 | 6 | J | Connect to gullies | 4 | nr
5 | 1 | 6 | K | Syphonic drainage; see NBS clause R10/121; See Sapoflow drawings Specialist design; as NBS Clause R10/20 | 1 | item
5 | 1 | 6 | L | Syphonic drainage installation | 1 | item
5 | 1 | 6 | M | Syphonic insulation | 1 | Item
5 | 1 | 6 | N | Photovoltaic Panels PV panels; approx 1750mm x 1050mm | 166 | nr
5 | 1 | 6 | O | Lightning Conductor Allow for a lightning conductor and earth boxes | 1 | Item
5/1/6 | [6 empty] | To Collection: | 0
22-004I 10/03/2025 13:08:21 Page : 27
Roof
Bill | Section | Page | Ref | Description | Quantity | Unit | Rate | Extension | Activity
5 | 1 | 7 | A | TERRACE PLANTERS Q28 Topsoil and soil ameliorants Planting bed topsoil system; See NBS Clause Q28/135; Composition - Topsoil: Imported topsoil to BS 3882; Ameliorants: Fertilizer; See architect drawing number DGW1-BBA-Z1-ZZ-DR-A-7422 P04 Imported topsoil; 450mm deep; to planters on levels 01, 02, 03 & 04 | 15 | m3
5 | 1 | 7 | B | 150mm thick gravel drainage layer; to planters on levels 01, 02, 03 & 04 | 5 | m3
5 | 1 | 7 | C | Q31 External Planting Steel plant containers; See NBS Clause Q31/292; Manufacturer: Logic Manufactured Bespoke; Product reference: Velox Rapid Edge Material: PPC coated steel, painted to match architectural metalwork Dimensions/ Shape: As drawings - length & width vary, height 500/800mm Accessories: Metallic finish PPC to a smooth finish to match curtain walling and railings. BBA Drawing 7672 P04. RAL 1035 Metalic PPC steel planter; fixed to reinforced concrete slabs; 1990mm long x 520mm wide x 670mm high; on levels 01, 02, 03 & 04 | 8 | Nr
5 | 1 | 7 | D | PPC steel planter; fixed to reinforced concrete slabs; 3340mm long x 600mm wide x 670mm high; on levels 01, 02, 03 & 04 | 8 | Nr
5 | 1 | 7 | E | PPC steel planter; fixed to reinforced concrete slabs; 3520mm long x 600mm wide x 670mm high; on levels 01, 02, 03 & 04 | 4 | Nr
5 | 1 | 7 | F | Installation of planters | 58 | m
5 | 1 | 7 | G | Balcony planting palette Hedera helix; 10-50cm high; 0.7m centres; 2nr/m2; 3L pot size | 9 | Nr
5 | 1 | 7 | H | Fatsia japonica; 20-30cm high; 0.3m centres; 11nr/m2; 2L pot size | 47 | Nr
5 | 1 | 7 | J | Anemone x hybrida 'Honorine Jobert'; 10-20cm high; 0.3m centres; 11nr/m2; 2L pot size | 94 | Nr
5 | 1 | 7 | K | Lavandula angustifolia; 15-20cm high; 0.4m centres; 6nr/m2; 5L pot size | 80 | Nr
5 | 1 | 7 | L | Pachysandra terminalis; 10-20cm high; 0.3m centres; 11nr/m2; 0.5L pot size | 142 | Nr
5 | 1 | 7 | M | Maintenance Carry out maintenance of plants in accordance with NBS clauses Q31/710, Q31/750, Q31/760, Q31/780 & Q31/790 | 1 | Item
5/1/7 | [6 empty] | To Collection: | 0
Collection Sheet | [7 empty] | £ p
Page Total : 5/1/1 | [7 empty] | 0
Page Total : 5/1/2 | [7 empty] | 0
Page Total : 5/1/3 | [7 empty] | 0
Page Total : 5/1/4 | [7 empty] | 0
Page Total : 5/1/5 | [7 empty] | 0
Page Total : 5/1/6 | [7 empty] | 0
Page Total : 5/1/7 | [7 empty] | 0
[7 empty] | Total : | 0
22-004I 10/03/2025 13:08:21 Page : 29
Stairs
Bill | Section | Page | Ref | Description | Quantity | Unit | Rate | Extension | Activity
6 | 1 | 1 | A | STAIRS AND BALUSTRADING E In situ concrete/Large precast concrete E60 Precast/ composite concrete floors/ roof decks/ stairs PROPRIETARY FLOORS/ ROOF DECKS/ /STAIRS Precast stair flights and half landings; allow for Type A finish to BS8110 Part 1 Section 6.2.7.3. Specialist design | 1 | Item
6 | 1 | 1 | B | Visit site for survey prior to any manufacture | 1 | Item
6 | 1 | 1 | C | Stair 1; comprising 10nr flights and 5nr half landings; total rise 22,200mm; first eight flights minimum 1250mm wide flights; final two flights 900mm wide; see Architect drawing numbers DGW1-BBA-Z1-ZZ-DR-A-7601 P06 & DGW1-BBA-Z1-ZZ-DR-A-7602 P04 for further details | 1 | nr
6 | 1 | 1 | D | Stair 2; comprising 8nr flights and 4nr half landings; total rise 17,175mm; minimum 1250mm wide flights; see Architect drawing numbers DGW1-BBA-Z1-ZZ-DR-A-7611 P02 & DGW1-BBA-Z1-ZZ-DR-A-7612 P04 for further details | 1 | nr
6 | 1 | 1 | E | Wet works to half landings (BWIC allowance - generally carried out by groundworker) | 9 | nr
6 | 1 | 1 | F | Secondary steelwork allowance for two precast concrete staircases | 1 | Item
6 | 1 | 1 | G | Class A soffit finish to staircase flight soffits | 18 | nr
6 | 1 | 1 | H | Class A soffit finish to half landings | 9 | nr
6 | 1 | 1 | J | Steps Set of two steps; Approx 2040mm long; comprising 2nr 150mm high risers, 1nr 300mm wide tread plus 482.5mm wide landing; 12mm thick support plate required to door threshold to form step support; timber framework and 8mm thick anti-slip galvanised plate with 50mm nosing edge (Round edges required to top surface) required to be formed across threshold and be fixed into top of support plate using countersink fixings and onto support steelwork, Steel risers/stringers required. to Sub contractor details.; see Architect drawing number DGW1-BBA-Z1-ZZ-DR-A-7427 P03 | 1 | Item
6 | 1 | 1 | K | Steps balustrade PPC steel balustrade posts 50x20 (metallic paint colour to match curtain walling) comprising 50mm x 10mm PPC steel vertical rails at 100mm centres with PPC to either side of Steps fixed back to balustrade post with offset radius elbow brackets. 40mm dia Brushed Stainless steel handrails fixed back to offset elbow into posts and wall linings 900mm above FL | 1 | Item
6/1/1 | [6 empty] | To Collection: | 0
22-004I 10/03/2025 13:08:21 Page : 30
Stairs
Bill | Section | Page | Ref | Description | Quantity | Unit | Rate | Extension | Activity
6 | 1 | 2 | A | L Windows/Doors/Stairs L30 Stairs/ladders/walkways/handrails/balustrades Steel ladders; See NBS clause L30/410 Specialist design; see NBS clause L30/105 | 0 | Item
6 | 1 | 2 | B | Permanently-fixed vertical ladder systems Type A; To Stair Overrun Roof (If Required); Manufacturer: Eurosafe Solutions Ltd; Product reference: Ascent Access Ladders; Rungs: Required. Platforms Material: PPC Black Safety cage: Required. Width: 400 mm. Height: 4737-4967 mm. Length: 1500 mm. | 0 | nr
6 | 1 | 2 | C | Fall arrest Guided type fall arrest systems Type A; see NBS clause L30/415 Pre-installation survey: Survey to be carried out by a Registered MSA Latchways Installer. | 0 | Item
6 | 1 | 2 | D | Manufacturer: MSA Safety (Latchways) - Fall Protection; Product reference: MSA Latchways ManSafe Constant Force® Fall Arrest / Restraint System | 0 | Item
6 | 1 | 2 | G | Balustrade and guarding systems to new Stairs 1 & 2 Purpose-made balustrades A; see NBS clause L30/550 Side fixed PPC steel balustrade (metallic paint colour to match curtain walling) comprising 50mm x 10mm PPC steel vertical rails at 100mm centres with PPC steel fascia plate and top rail. Spacings between railings should be such that prevent a 100mm sphere from passing through. Metal Balustrade designed to 0.74kN/m loading in accordance with BS-6399-1, to SE details (TBA with LABC) Brushed stainless steel handrails (or black PPC - tba with client) to either side of stair fixed back to balustrade post or adjacent wall with offset radius elbow brackets. To staircases balustrades; diagonal; with 40mm diameter brushed stainless steel handrail; see Architect drawing numbers DGW1--BBA-Z1-ZZ-DR-A-7601 P06 & DGW1--BBA-Z1-ZZ-DR-A-7611 P02 | 70 | m
6 | 1 | 2 | H | balustrades; horizontal; with 40mm diameter brushed stainless steel handrail; see Architect drawing numbers DGW1--BBA-Z1-ZZ-DR-A-7601 P06 & DGW1--BBA-Z1-ZZ-DR-A-7611 P02 | 17 | m
6 | 1 | 2 | J | Purpose-made balustrades B; see NBS clause L30/550 Guarding: PPC stainless steel balustrade - metallic finish to match Curtain Walling Comprising 50mm x 10mm PPC steel posts with 50mm x 10mm PPC steel bottom and top flats with 50x10mm PPC infill bars at approx. 100mm centres To terraces balustrades; horizontal; approx 1600mm high; see Architect drawing number DGW1-BBA-Z1-ZZ-DR-A-7422 P04 for detail | 55 | m
6 | 1 | 2 | L | 1st Fix stubs installed earlier in programme than balustrade installation | 1 | item
6 | 1 | 2 | M | Purpose-made handrails; to staircases and landings; see NBS clause L30/570 Wall-mounted handrails to staircases and landings - internal; 42mm diameter to match balustrading; Polished stainless steel; fixed to wall with brackets to SC design, finish to match handrail diagonal; 42mm diameter polished stainless steel; fixed to walls on stainless steel brackets; see Architect drawing numbers DWG1-BBA-Z1-ZZ-DR-A-7601 P06 & DWG1-BBA-Z1-ZZ-DR-A-7611 P02 | 70 | m
6 | 1 | 2 | N | horizontal; 42mm diameter polished stainless steel; fixed to walls on stainless steel brackets; see Architect drawing numbers DWG1-BBA-Z1-ZZ-DR-A-7601 P06 & DWG1-BBA-Z1-ZZ-DR-A-7611 P02 | 51 | m
6 | 1 | 2 | P | M Surface finishes M10 Cement based levelling/ wearing screeds 45mm thick cementitious screed to half landings | 37 | m2
6 | 1 | 2 | Q | 15mm thick latex screed to main landings | 46 | m2
6 | 1 | 2 | R | P20 Unframed isolated trims/ skirtings/ sundry items Hardwood skirtings generally; See NBS clause P20/110 To stairs American white oak skirting; 12.5 x 125mm; to half landings | 50 | m
6 | 1 | 2 | S | American white oak stringers | 70 | m
6/1/2 | [6 empty] | To Collection: | 0
Collection Sheet | [7 empty] | £ p
Page Total : 6/1/1 | [7 empty] | 0
Page Total : 6/1/2 | [7 empty] | 0
[7 empty] | Total : | 0
22-004I 10/03/2025 13:08:21 Page : 32
External Walls
Bill | Section | Page | Ref | Description | Quantity | Unit | Rate | Extension | Activity
7 | 1 | 1 | A | EXTERNAL WALLS Brickwork and Blockwork Clay facing brickwork Type A; La Paloma Glazed Verde Termilino; 10mm dark grey mortar joints, half lap stretcher bond and bucket handle joints; as F10/110A and drawings BBA-Z1-(00/01/02/03/04/05)-DR-A-2101 & 2102, BBA-Z1-ZZ-DR-A-4402 to 4419 and BBA-Z1-Z-DR-A-7650 to 7655, 7671 & 7672 Walls; half brick thick; facework one side | 308 | m2
7 | 1 | 1 | B | Extra over for reducing cavity to form 25mm recessed brick panels | 77 | m2
7 | 1 | 1 | C | Reveals to recessed panels, 25mm wide; vertical | 73 | m
7 | 1 | 1 | D | Reveals to recessed panels, 25mm wide; horizontal | 18 | m
7 | 1 | 1 | E | Reveals to openings, 100mm wide; vertical | 1015 | m
7 | 1 | 1 | F | Isolated columns; half brick thick; facework one side | 131 | m2
7 | 1 | 1 | G | Extra over for specials to suit splay to NW façade column on Grid 9/C (external angle); as drawings BBA-Z1-ZZ-DR-A-7650 & 7651 | 4 | m
7 | 1 | 1 | H | Extra over for specials to suit NW façade column on Grid 9/C (internal angle); as drawing BBA-Z1-ZZ-DR-A-7650 & 7651 | 4 | m
7 | 1 | 1 | J | Extra over for specials to suit splay to NW façade column on Grid 10/A (external angle); as drawing BBA-Z1-ZZ-DR-A-7653 | 4 | m
7 | 1 | 1 | K | Extra over for specials to suit splay to NW façade column on Grid 10/A (external angle); as drawing BBA-Z1-ZZ-DR-A-7653 | 4 | m
7 | 1 | 1 | L | Allow for cutting bricks to suit non-coordinating brickwork dimension; as drawing BBA-Z1-ZZDR-A-7654 | 24 | m
7 | 1 | 1 | M | Clay facing brickwork Type B; La Paloma Pirineo Brillo; 10mm white mortar joints, half lap stretcher bond and bucket handle joints; as F10/110B and drawings BBA-Z1-(00/01/02/03/04/05)-DR-A-2101 & 2102, BBA-Z1-ZZ-DR-A-4402 to 4419 and BBA-Z1-Z-DR-A-7650 to 7655, 7671 & 7672 Walls; half brick thick; facework one side | 1825 | m2
7 | 1 | 1 | N | Extra over for reducing cavity to form 25mm recessed brick panels | 263 | m2
7 | 1 | 1 | P | Extra over for pistol bricks to perimeters of soffits; as drawing 4416 (detail sections 04, 05, 10 & 11) | 128 | m
7 | 1 | 1 | Q | Extra over for cut brick (pistol bricks?) to suit masonry support angles; as drawing 7671 (detail sections 01, 02, 03, 04, 05, 08, 09, 11 & 12) | 294 | m
7 | 1 | 1 | R | Extra over for 'Cut and Stick' specials to suit NW façade on Grid C/11 (external angle); as drawing BBA-Z1-ZZ-DR-A-7655 (F10/110B) | 20 | m
7/1/1 | [6 empty] | To Collection: | 0
22-004I 10/03/2025 13:08:21 Page : 33
External Walls
Bill | Section | Page | Ref | Description | Quantity | Unit | Rate | Extension | Activity
7 | 1 | 2 | A | Clay facing brickwork Type B; La Paloma Pirineo Brillo; 10mm white mortar joints, half lap stretcher bond and bucket handle joints; as F10/110B and drawings BBA-Z1-(00/01/02/03/04/05)-DR-A-2101 & 2102, BBA-Z1-ZZ-DR-A-4402 to 4419 and BBA-Z1-Z-DR-A-7650 to 7655, 7671 & 7672 Extra over for 'Cut and Stick' specials to suit NW façade on Grid C/11 (external angle); as drawing BBA-Z1-ZZ-DR-A-7655 (F10/110B) | 20 | m
7 | 1 | 2 | B | Reveals; vertical | 238 | m
7 | 1 | 2 | C | Reveals to recessed panels, 25mm wide; horizontal | 115 | m
7 | 1 | 2 | D | Reveals to openings, 100mm wide; vertical | 810 | m
7 | 1 | 2 | E | Walls; edges of entrance canopy / slab overhangs to terraces, including parapet; half brick thick; facework one side | 119 | m2
7 | 1 | 2 | F | Extra over for reducing cavity to form 25mm recessed brick panels (measured above) | 0 | m2
7 | 1 | 2 | G | Extra over for pistol bricks to perimeters of soffits; as drawings 4405, 4406, 4407 & 4414 (measured above) | 0 | m
7 | 1 | 2 | H | Extra over for specials to suit splay to NE façade on Grid 10/A (external angle); as drawing BBA-Z1-ZZ-DR-A-7653 (measured below) | 0 | m
7 | 1 | 2 | J | Isolated columns; half brick thick; facework one side | 130 | m2
7 | 1 | 2 | K | Extra over for specials to suit splay to NW façade column on Grid 9/C (external angle); as drawings BBA-Z1-ZZ-DR-A-7650 & 7651 | 1 | m
7 | 1 | 2 | L | Extra over for specials to suit NW façade column on Grid 9/C (internal angle); as drawing BBA-Z1-ZZ-DR-A-7650 & 7651 | 1 | m
7 | 1 | 2 | M | Extra over for specials to suit splay to NW façade column on Grid 10/A (external angle); as drawing BBA-Z1-ZZ-DR-A-7653 (F10/110A) | 1 | m
7 | 1 | 2 | N | Extra over for specials to suit splay to NW façade column on Grid 10/A (external angle); as drawing BBA-Z1-ZZ-DR-A-7653 (F10/110A) | 1 | m
7 | 1 | 2 | P | Allow for cutting bricks to suit non-coordinating brickwork dimension; as drawing BBA-Z1-ZZDR-A-7654 | 6 | m
7 | 1 | 2 | Q | Mixing Facings Provisional allowance for mixing of bricks either in factory or on site | 1 | ITEM
7 | 1 | 2 | R | Mastclimber Tie Positions Infil mastclimber tie positions on completion of works | 60 | nr
7 | 1 | 2 | S | Forming Cavities; between walls and boarded SFS studs / parapet channels; as NBS F30/155, F30/215 & K11/50 and drawings BBA-Z1-(00/01/02/03/04/05)-DR-A-2101 & 2102, BBA-Z1-ZZ-DR-A-4403, 4416, 6551, 7650 to 7655, 7671 & 7070 to 7079 175mm wide; Type 1 heavy duty channel wall tie restraint system; as F30/215 (Note: Cavities reduced by 25mm to suit recessed brickwork panels where required - see E/O Brickwork items for quantities) | 25 | m2
7 | 1 | 2 | T | 175mm wide; 90mm thick partial fill Rockwool Duoslab mineral wool slab insulation; Type 1 heavy duty channel wall tie restraint system; as F30/155 & F30/215 (Note: Cavities reduced by 25mm to suit recessed brickwork panels where required - see E/O Brickwork items for quantities) | 2076 | m2
7/1/2 | [6 empty] | To Collection: | 0
22-004I 10/03/2025 13:08:21 Page : 34
External Walls
Bill | Section | Page | Ref | Description | Quantity | Unit | Rate | Extension | Activity
7 | 1 | 3 | A | Forming Cavities / building walls against concrete upstands, slab edges & (boarded) support steel; as NBS F10/215 and drawings BBA-Z1-ZZ-DR-A-4405, 4406, 4407, 4414 & 7672 Minimum 50mm - maximum 187.5mm wide; varies to suit structure behind; Type 1 heavy duty channel wall tie restraint system; as F30/215 (Note: Masonry support to fix brickwork back to structure measured separately) | 91 | m2
7 | 1 | 3 | B | Forming Cavities; between walls and boarded SFS studs / support steel to form columns; as NBS F30/215 and drawings BBA-Z1-ZZ-DR-A-7650 to 7654 60mm wide; Type 1 heavy duty channel wall tie restraint system; as F30/215 | 332 | m2
7 | 1 | 3 | C | Extra over for increasing cavity to 175mm wide to 1Nr face of columns on Grid 1B and 1/C; as drawing 7652 | 55 | m2
7 | 1 | 3 | D | Wall Sheathing Type A; 12.5mm thick Siniat Weather Defence Board; Euroclass Fire Rating A1; GTEC Fire Rated Silicone Sealant and Weather DefenceT Joint Tape; fixed back to SFS studs / support steel; as NBS F30/190A, K11/50 & K11/485A and drawings BBA-Z1-(00/01/02/03/04/05)-DR-A-2101 & 2102, BBA-Z1-ZZ-DR-A-4403, 4416, 6551, 7650 to 7655, 7671, 7070 to 7079 & 7426 Inner 'leaf' of cavity walls; 1Nr layer | 2085 | m2
7 | 1 | 3 | E | Horizontal to top of brickwork at interface with cladding; width exceeding 300mm; 1Nr layer; as drawing 7426 | 11 | m2
7 | 1 | 3 | F | Horizontal reveals not exceeding 300mm; 1Nr layer | 341 | m
7 | 1 | 3 | G | Horizontal to top of brickwork at interface with cladding; width not exceeding 300mm; 2Nr layers; as drawing 7426 | 21 | m
7 | 1 | 3 | H | Vertical reveals not exceeding 300mm; 1Nr layer | 1019 | m
7 | 1 | 3 | J | Vertical 'Ripper Board' to cover deflection head gap at interface between upper floor slabs and balcony slabs; board to be fixed to EOS angle, then EOS angle to be fixed into concrete soffit; beads of GTEC fire rated sealant required; width not exceeding 300mm; 1Nr layer; as drawing 7073 | 47 | m
7 | 1 | 3 | K | Isolated columns; overall girth 1800 - 2400mm; 4Nr faces; 1Nr layer; as drawings 7653 & 7654 | 66 | m2
7 | 1 | 3 | L | Allow for cutting / sealing board to suit rainwater pipes; as drawing 7653 | 19 | m
7 | 1 | 3 | M | Isolated columns; overall girth 3000 - 3600mm; 4Nr faces; 1Nr layer; as drawing 7652 | 139 | m2
7 | 1 | 3 | N | Isolated columns; overall girth 3600 - 4200mm; 6Nr faces; 1Nr layer; as drawings 7650 & 7651 | 18 | m2
7 | 1 | 3 | P | Breather Membranes DuPont Tyvek Firecurb Breather Membrane which is compatible with the Siniat thruwall ETW 112 system. | 2085 | m2
7/1/3 | [6 empty] | To Collection: | 0
22-004I 10/03/2025 13:08:21 Page : 35
External Walls
Bill | Section | Page | Ref | Description | Quantity | Unit | Rate | Extension | Activity
7 | 1 | 4 | A | Non-Combustible cavity tray DPC; Visqueen Zedex CPT High Performance DPC; as NBS F30/330 Horizontal; width 470mm | 1747 | m
7 | 1 | 4 | B | Vertical; width 470mm | 237 | m
7 | 1 | 4 | C | Horizontal; width 470mm (external wall cavity zone formed above lead flashing zones) | 161 | m
7 | 1 | 4 | D | Horizontal; width 470mm (external wall cavity zone formed above lead flashing zones - to reveals of openings) (28Nr brick reveals) | 5 | m
7 | 1 | 4 | E | Perpend joint weep holes; Rytons RYTWEA1METAL - Rytons A1® Fire-rated Metal Rytweep; non-combustible metal zinc coated; as NBS F30/132 Above cavity trays at maximum 1000mm centres and minimum 2Nr over openings | 2234 | nr
7 | 1 | 4 | F | Cavity Barriers - 'Closed State' Vertical / Horizontal Cavity Barriers 60/60 Type B to achieve 60/15; Siderise Vertical EW-FS120 and Horizontal EW-FS120; 120mm thick; Sound insulation rating: 25 Rw (dB); 'Tight-fit' friction fit and fixing brackets; to include integral Class B DPC; as NBS F30/180B and drawings BBA-Z1-ZZ-DR-A-4402 to 4419 and BBA-Z1-Z-DR-A-7650 to 7655, 7671 & 7672; locations as drawings BBA-Z1-ZZ-SH-A-3451, 3452 & 3453 and BBA-Z1-(00/01/02/03/04/05)-DR-A-2101 & 2102 Horizontal; 20mm - 350mm residual cavity width | 804 | m
7 | 1 | 4 | G | Cavity Closers - 'Closed State' Vertical / Horizontal Cavity Barriers 60/60 Type B to achieve 60/15; Siderise Vertical EW-FS120 and Horizontal EW-FS120; 120mm thick; Sound insulation rating: 25 Rw (dB); 'Tight-fit' friction fit and fixing brackets; to include integral Class B DPC; as NBS F30/180B and drawings BBA-Z1-ZZ-DR-A-4402 to 4419 and BBA-Z1-Z-DR-A-7650 to 7655, 7671 & 7672; locations as drawings BBA-Z1-ZZ-SH-A-3451, 3452 & 3453 and BBA-Z1-(00/01/02/03/04/05)-DR-A-2101 & 2102 Vertical; 20mm - 450mm residual cavity width | 333 | m
7 | 1 | 4 | H | Cavity Barriers - 'Closed State' Vertical / Horizontal Cavity Barriers 120/120 Type B to achieve 120/120; Siderise Vertical EW-FS120 and Horizontal EW-FS120; 120mm thick; Sound insulation rating: 25 Rw (dB); 'Tight-fit' friction fit and fixing brackets; to include integral Class B DPC; as NBS F30/180B and drawings BBA-Z1-ZZ-DR-A-4402 to 4419 and BBA-Z1-Z-DR-A-7650 to 7655, 7671 & 7672; locations as drawings BBA-Z1-ZZ-SH-A-3451, 3452 & 3453 and BBA-Z1-(00/01/02/03/04/05)-DR-A-2101 & 2102 Horizontal; 20mm - 350mm residual cavity width | 3 | m
7 | 1 | 4 | J | Cavity Closers - 'Closed State' Vertical / Horizontal Cavity Barriers 120/120 Type B to achieve 120/120; Siderise Vertical EW-FS120 and Horizontal EW-FS120; 120mm thick; Sound insulation rating: 25 Rw (dB); 'Tight-fit' friction fit and fixing brackets; to include integral Class B DPC; as NBS F30/180B and drawings BBA-Z1-ZZ-DR-A-4402 to 4419 and BBA-Z1-Z-DR-A-7650 to 7655, 7671 & 7672; locations as drawings BBA-Z1-ZZ-SH-A-3451, 3452 & 3453 and BBA-Z1-(00/01/02/03/04/05)-DR-A-2101 & 2102 Vertical; 20mm - 450mm residual cavity width | 10 | m
7 | 1 | 4 | K | Cavity Barriers - Vertical / Horizontal Cavity Barriers 30/30 Reveals and Normal 20m barriers Type C to achieve 30/15; Siderise EW - Cavity Barriers and Fire Stops for Masonry External Walls (EWCB30); 75mm thick; Sound insulation rating: 21 Rw (dB); 'Tight-fit' friction fit and fixing brackets; to include integral Class B DPC; as NBS F30/180C and drawings BBA-Z1-ZZ-DR-A-4402 to 4419 and BBA-Z1-Z-DR-A-7650 to 7655, 7671 & 7672; locations as drawings BBA-Z1-ZZ-SH-A-3451, 3452 & 3453 and BBA-Z1-(00/01/02/03/04/05)-DR-A-2101 & 2102 Horizontal; 51mm - 450mm residual cavity width | 483 | m
7 | 1 | 4 | L | Cavity Closers - Vertical / Horizontal Cavity Barriers 30/30 Reveals and Normal 20m barriers Type C to achieve 30/15; Siderise EW - Cavity Barriers and Fire Stops for Masonry External Walls (EWCB30); 75mm thick; Sound insulation rating: 21 Rw (dB); 'Tight-fit' friction fit and fixing brackets; to include integral Class B DPC; as NBS F30/180C and drawings BBA-Z1-ZZ-DR-A-4402 to 4419 and BBA-Z1-Z-DR-A-7650 to 7655, 7671 & 7672; locations as drawings BBA-Z1-ZZ-SH-A-3451, 3452 & 3453 and BBA-Z1-(00/01/02/03/04/05)-DR-A-2101 & 2102 Vertical; 51mm - 450mm residual cavity width | 1300 | m
7/1/4 | [6 empty] | To Collection: | 0
22-004I 10/03/2025 13:08:21 Page : 36
External Walls
Bill | Section | Page | Ref | Description | Quantity | Unit | Rate | Extension | Activity
7 | 1 | 5 | A | Fire rated Movement Joints; Celltex FireStop Fire rated expansion joint to external brickwork; closed cell polyethylene foam filler, thickness to match joint width; sealed with Sika fire rated joint sealant, Sikasil - 670 Fire; as NBS F30/610B and drawings BBA-Z1-(00/01/02/03/04/05)-DR-A-2101 & 2102 and BBA-Z1-ZZ-DR-A-3221, 3222, 3223, 7652 & 7671 Horizontal movement joints; at masonry support angle locations (excluding soffit overhang / canopy edges); as drawing 7671 | 295 | m
7 | 1 | 5 | B | Vertical movement joints; wall ties to be formed max 225mm away from joint and at max 300mm vertical centres; if cannot be achieved, slip ties required across MJ spaced at max 300mm vertical centres; as drawing 7652 | 411 | m
7 | 1 | 5 | C | Siderise TW-FS120 Fire Stop and Resin impregnated precompressed foam sealing strips; Illbruck Illmod TP600; as NBS P12/360A, F30/610A and drawing BBA-Z1-ZZ-DR-A-7078 Horizontal; between brickwork and underside of UB steelwork at entrance canopy | 8 | m
7 | 1 | 5 | D | ACS Single Leaf Stainless Steel Lintels; as NBS F30/265 and ACS Quotation and Mark-ups MU01 to MU03 L1 Lintel x 1350mm long; SWL: 4.6kN; Ref: L1/1350/131/95/B/4.6 | 1 | Nr
7 | 1 | 5 | E | L1 Lintel x 1800mm long; SWL: 6.2kN; Ref: L1/1800/167/95/B/6.2 | 1 | Nr
7 | 1 | 5 | F | L1 Lintel x 2400mm long; SWL: 11.5kN; Ref: L1/2400/215/95/C/11.5 | 105 | Nr
7 | 1 | 5 | G | C1 Lintel x 3150mm long; SWL: 20.0kN; Ref: C1/3150/229/95/D/20 | 48 | Nr
7 | 1 | 5 | H | C1 Lintel x 3150mm long; SWL: 20.0kN; Ref: C1/3150/229/95/D/20 (Note: Additional lintels assumed to SE & NW elevation at ground floor as discussed with RS) | 6 | Nr
7 | 1 | 5 | J | Lintel to suit 6310mm wide opening at ground floor level (Note: Additional lintel assumed to main entrance curtain walling on NW elevation as discussed with RS) | 1 | Nr
7 | 1 | 5 | K | Allow for ACS Masonry Support Accessories as required | 1 | Item
7 | 1 | 5 | L | ACS Masonry Support System AA; Ref: T1/I/190/16.3/S/HD; 304 Stainless Steel; 190mm cavity; SWL 16.3kN/m; fixed back to steel, including all necessary fixings; 2.667Nr brackets/metre; 195mm high brackets; as NBS F30/260 and ACS Quotation, Mark-ups MU01 to MU03 and drawing SK01 Rev A Horizontal; to level 2 on south west and north east elevations | 101 | m
7 | 1 | 5 | M | ACS Masonry Support System BA; Ref: T1/I/190/16.3/S/SS; 304 Stainless Steel; 190mm cavity; SWL 16.3kN/m; fixed back to steel, including all necessary fixings; 2.667Nr brackets/metre; 195mm high brackets; as NBS F30/260 and ACS Quotation, Mark-ups MU01 to MU03 and drawing SK01 Rev A Horizontal; to level 2 on north west and south east elevations, including balcony sides | 47 | m
7/1/5 | [6 empty] | To Collection: | 0
22-004I 10/03/2025 13:08:21 Page : 37
External Walls
Bill | Section | Page | Ref | Description | Quantity | Unit | Rate | Extension | Activity
7 | 1 | 6 | A | ACS Masonry Support System CA; Ref: T1/I/190/14.1/S/HD; 304 Stainless Steel; 190mm cavity; SWL 14.1kN/m; fixed back to steel, including all necessary fixings; 2.105Nr brackets/metre; 205mm high brackets; as NBS F30/260 and ACS Quotation, Mark-ups MU01 to MU03 and drawing SK01 Rev A Horizontal; to level 4 on south west and north east elevations | 101 | m
7 | 1 | 6 | B | ACS Masonry Support System DA; Ref: T1/I/190/14.1/S/SS; 304 Stainless Steel; 190mm cavity; SWL 14.1kN/m; fixed back to steel, including all necessary fixings; 2.105Nr brackets/metre; 205mm high brackets; as NBS F30/260 and ACS Quotation, Mark-ups MU01 to MU03 and drawing SK01 Rev A Horizontal; to level 4 on north west and south east elevations, including balcony sides | 47 | m
7 | 1 | 6 | C | Horizontal; to levels 3 & 5 on south east elevation (Note: Additional MSA's assumed to soffit overhangs as discussed with RS) | 24 | m
7 | 1 | 6 | D | ACS Masonry Support System EA; Ref: T1/I/83.9/9.1/S/HD; 304 Stainless Steel; 83mm cavity; SWL 9.1kN/m; fixed back to steel, including all necessary fixings; 2Nr brackets/metre; 260mm high brackets; as NBS F30/260 and ACS Quotation, Mark-ups MU01 to MU03 and drawing SK01 Rev A Horizontal; to level 1 on north west and north east elevations to support canopy | 15 | m
7 | 1 | 6 | E | ACS Masonry Support Angle Accessories; as ACS Quotation ACS General Masonry Support Corners (to ast floor canopy & 4th floor) | 7 | Nr
7 | 1 | 6 | F | ACS Detailed Masonry Support Corners; light fabrication (to 2nd floor) | 6 | Nr
7 | 1 | 6 | G | Allow for ACS Masonry Support Accessories as required | 1 | Item
7 | 1 | 6 | H | H43 Metal Panel Cladding Metal insulating sandwich panel cladding; Euroclad Europanel F5 Extra wall cladding (900 module); Flat profile with HPS200 finish; 175mm thick mineral wool insulation to achieve minimum 0.26W/m2K U-value; vertically laid; vertical top hats required to fix horizontal rails to provide support for cladding system and to vertical cladding joints; including all components, fasteners, fixings and accessories as required; as NBS H43/120 and drawings BBA-Z1-05-DR-A-2101 & 2101 and BBA-Z1-ZZ-DR-A-7426 & 7427 Wall Cladding; vertical | 208 | m2
7 | 1 | 6 | J | Breather membrane / vapour control layer (assumed) | 208 | m2
7 | 1 | 6 | K | 2mm PPC Aluminium drip flashing to the external edge, mechanically fixed to top of brickwork and formed as part of cladding system; as drawing 7426 | 21 | m
7 | 1 | 6 | L | 2mm PPC Aluminium drip flashing above door openings; as drawing 7427 | 7 | m
7 | 1 | 6 | M | 2mm PPC Aluminium drip flashing above roof upstand (assumed) | 36 | m
7/1/6 | [6 empty] | To Collection: | 0
22-004I 10/03/2025 13:08:21 Page : 38
External Walls
Bill | Section | Page | Ref | Description | Quantity | Unit | Rate | Extension | Activity
7 | 1 | 7 | A | H43 Metal Panel Cladding Metal insulating sandwich panel cladding; Euroclad Europanel F5 Extra wall cladding (900 module); Flat profile with HPS200 finish; 175mm thick mineral wool insulation to achieve minimum 0.26W/m2K U-value; vertically laid; vertical top hats required to fix horizontal rails to provide support for cladding system and to vertical cladding joints; including all components, fasteners, fixings and accessories as required; as NBS H43/120 and drawings BBA-Z1-05-DR-A-2101 & 2101 and BBA-Z1-ZZ-DR-A-7426 & 7427 Vertical insulated corner detailing with concealed fixings | 26 | m
7 | 1 | 7 | B | Class A OBEX Cortex 0200FR Airtight/Watertight membrane to be fully bonded to rear of Europanel and IKO roofing system to provide a full watertight/airtight seal (Note: Only measured to base of cladding as indicated on drawings 7426 & 7427) | 15 | m2
7 | 1 | 7 | C | Cavity Closers - 'Closed State' Vertical / Horizontal Cavity Barriers 60/60 Type B to achieve 60/15; Siderise Vertical EW-FS120 and Horizontal EW-FS120; 120mm thick; Sound insulation rating: 25 Rw (dB); 'Tight-fit' friction fit and fixing brackets; to include integral Class B DPC; as NBS F30/180B and drawings BBA-Z1-ZZ-DR-A-4402 to 4419 and BBA-Z1-Z-DR-A-7650 to 7655, 7671 & 7672; locations as drawings BBA-Z1-ZZ-SH-A-3451, 3452 & 3453 and BBA-Z1-(00/01/02/03/04/05)-DR-A-2101 & 2102 Horizontal; 20mm - 350mm residual cavity width | 56 | m
7 | 1 | 7 | D | Vertical; 20mm - 450mm residual cavity width | 18 | m
7 | 1 | 7 | E | Structural Framing Systems Note: External Wall Type ETW134F between main accommodation and LV switch / bin store as shown on drawing BBA-Z1-ZZ-DR-A-6551 measured in Internal Walls & Partitions BQ. | 0
7 | 1 | 7 | F | Note: All plasterboard to be pre-cut off site. | 1 | Item
7 | 1 | 7 | G | EOS Light Gauge Façade Steel Framing System as part of Siniat Thruwall Systems ETW 112A and ETW 112F; 150mm wide G600 studs; including all system components, fixngs and accessories as required; all to Specialist's details, NBS K11/796B, Siniat Thruwall project pack and drawings ADPT-AA-ZZ-DR-N-0001 to 0015, BBA-Z1-ZZ-DR-A-6551, 7650 to 7655 and BBA-Z1-(00/01/02/03/04)-DR-A-2101 & 2102 Wall systems; as Adept drawings 0001 to 0015 | 1443 | m2
7 | 1 | 7 | H | Extra framing to perimeter of openings; allow for double studs | 1384 | m
7 | 1 | 7 | J | Allow for additional stud support at movement joints; locations as Adept drawings 0001 to 0014 | 257 | m
7 | 1 | 7 | K | SFS column infill detail to 2Nr south east columns; outer girth 3160mm; 4Nr faces; built around steel columns; as BBA drawing 7652 | 44 | m
7 | 1 | 7 | L | SFS column infill detail to 2Nr south east columns; outer girth 2260mm; 4Nr faces; built around steel columns; as BBA drawing 7653 | 9 | m
7 | 1 | 7 | M | SFS column infill detail to 1Nr north west column; outer girth 2220mm; 4Nr faces; built around steel column; as BBA drawing 7653 | 5 | m
7 | 1 | 7 | N | SFS column infill detail to 1Nr north west column; outer girth 2430mm; 4Nr faces; built around steel column; as BBA drawings 7650 & 7651 (these details have additional fire encasing to columns (measured elsewhere), the omission of a cold rolled angle and the additional of 2 Nr vertical Z bars) | 5 | m
7 | 1 | 7 | P | SFS column infill detail to 3Nr north west columns; outer girth 2400mm; 4Nr faces; built around steel column; as BBA drawing 7654 | 14 | m
7/1/7 | [6 empty] | To Collection: | 0
22-004I 10/03/2025 13:08:21 Page : 39
External Walls
Bill | Section | Page | Ref | Description | Quantity | Unit | Rate | Extension | Activity
7 | 1 | 8 | A | EOS Light Gauge Façade Steel Framing System as part of Siniat Thruwall Systems ETW 112A and ETW 112F; 150mm wide G600 studs; including all system components, fixngs and accessories as required; all to Specialist's details, NBS K11/796B, Siniat Thruwall project pack and drawings ADPT-AA-ZZ-DR-N-0001 to 0015, BBA-Z1-ZZ-DR-A-6551, 7650 to 7655 and BBA-Z1-(00/01/02/03/04)-DR-A-2101 & 2102 SFS Beam infills; to suit beam depth as required; as Detail A on Adept drawing 0015 and locations as drawings 0001 to 0014 | 431 | m
7 | 1 | 8 | B | 25x25x2mm Z bar at 400mm centres; Z bar to be intumescent painted; as Detail B on Adept drawing 0015 and locations as drawings 0001 to 0014 (Note: Quantity is total length requiring Z bars at stated centres) | 699 | m
7 | 1 | 8 | C | 40x40x3mm cleats; as Detail C on Adept drawing 0015 and locations as drawings 0001 to 0014 | 4 | Nr
7 | 1 | 8 | D | Column plate support required for SFS support; allow SFS fixing to column to be intumescent protected; locations as Adept drawings 0001 to 0014 | 14 | Nr
7 | 1 | 8 | E | Air and Vapour Control Layer Type C and Polymer based Adhesive Sealant Tapes Type B; Procheck Adapt FR200 reinforced, black lacquered, foil faced vapour control layer with SIGA Rissan 150 Flexible Air Tightness Tape between VCL and steelwork junctions as required; as NBS P10/310A & 310B and drawings BBA-Z1-ZZ-DR-A-7050, 7051, 7070 to 7079, 7426, 7650 to 7655 & 7671 Horizontal and vertical; between plasterboard and SFS and fully sealed onto weather defence board in reveals | 1650 | m2
7 | 1 | 8 | F | Mineral wool slab insulation Type A; Rockwool RWA45; as NBS P10/190A and drawings BBA-Z1-(00/01/02/03/04/05)-DR-A-2101 & 2102 and BBA-Z1-ZZ-DR-A-7050, 7051, 7070 to 7079, 7426, 7650 to 7655 & 7671 25mm thick partial fill insulation between SFS studs; vertical | 1768 | m2
7 | 1 | 8 | G | Plasterboard linings fixed to SFS studs; 1Nr layer of 15mm Siniat Aquaboard as part of Siniat Thruwall System ETW 112A; including all fixings, sealants and accessories; as NBS K11/50, Siniat Thruwall project pack and drawings BBA-Z1-(00/01/02/03/04/05)-DR-A-2101 & 2102 and BBA-Z1-ZZ-DR-A-7050, 7051, 7070 to 7079, 7426, 7650 to 7655 & 7671 Walls; width exceeding 300mm | 36 | m2
7 | 1 | 8 | H | Plasterboard linings fixed to SFS studs; 1Nr layer of 15mm Siniat Fireboard as part of Siniat Thruwall System ETW 112F; including all fixings, sealants and accessories; as NBS K11/50, Siniat Thruwall project pack and drawings BBA-Z1-(00/01/02/03/04/05)-DR-A-2101 & 2102 and BBA-Z1-ZZ-DR-A-7050, 7051, 7070 to 7079, 7426, 7650 to 7655 & 7671 Walls; width exceeding 300mm | 1336 | m2
7 | 1 | 8 | J | Reveals; width not exceeding 300mm | 1384 | m
7 | 1 | 8 | K | Edge Protection Removal of Easi Edge to facilitate curtain walling installation | 250 | m
7/1/8 | [6 empty] | To Collection: | 0
Collection Sheet | [7 empty] | £ p
Page Total : 7/1/1 | [7 empty] | 0
Page Total : 7/1/2 | [7 empty] | 0
Page Total : 7/1/3 | [7 empty] | 0
Page Total : 7/1/4 | [7 empty] | 0
Page Total : 7/1/5 | [7 empty] | 0
Page Total : 7/1/6 | [7 empty] | 0
Page Total : 7/1/7 | [7 empty] | 0
Page Total : 7/1/8 | [7 empty] | 0
[7 empty] | Total : | 0
22-004I 10/03/2025 13:08:21 Page : 41
Windows & External Doors
Bill | Section | Page | Ref | Description | Quantity | Unit | Rate | Extension | Activity
8 | 1 | 1 | A | WINDOWS AND EXTERNAL DOORS Note: No window boards measured - to be provided my Tenant Fitout, as indicated on drawing BBA-Z1-ZZ-DR-A-7070. Glazed Curtain Walling Stick curtain walling systems Type A; Senior Architectural Systems SF52 Fully Capped Curtain Wall System; large glazing units with PPC aluminium frames with metallic finish; including all head, jamb and door flashings / angles, integrated EPDM's and all system accessories, fixings and components as NBS H11/110A and including glazed in PPC aluminium louvre panel units to match curtain walling; Duco Ventilation & Sun Control NV, DucoGrille Solid DGS F30Z P2 with insect mesh and additional stonewool insulation to non-active louvres; minimum 3mm PPC aluminium backing panel and projecting spigots required for MEP ductwork connections as NBS H11/140; all as drawings BBA-Z1-ZZ-SH-A-7051 & 7101 and BBA-Z1-ZZ-DR-A-7070 to 7079 | 0
8 | 1 | 1 | B | Ground Floor units; Type 1 Glazing as H11/110A (8Nr units) | 97 | m2
8 | 1 | 1 | C | Extra over for fully glazed single swing PAS24 doorsets Type B; 1449 x 2648mm S/O; as NBS H11/135B (Type 06) | 1 | Nr
8 | 1 | 1 | D | Extra over for fully glazed double swing PAS24 doorsets Type A; 2035 x 2648mm S/O; as NBS H11/135A (Type 08) | 4 | Pr
8 | 1 | 1 | E | Extra over for fully glazed automatic revolving PAS24 doorsets Type A; 2725 x 2648mm S/O; Boon Edam Limited or simlar; as NBS L20/495 (Type 09) | 1 | Nr
8 | 1 | 1 | F | Ground Floor units; Type 1 Glazing as H11/110A; including louvres as H11/140 (14Nr units) | 113 | m2
8 | 1 | 1 | G | Extra over for fully glazed asymmetric PAS24 doorsets Type D to Fire Exits; 1885 x 2648mm S/O; as NBS H11/135D (Type 07) | 2 | Pr
8 | 1 | 1 | H | Extra over for fully glazed asymmetric PAS24 doorsets Type E to Lettable Units; 1885 x 2648mm S/O; as NBS H11/135E (Type 07) | 2 | Pr
8 | 1 | 1 | J | Fourth Floor units; Type 2 Glazing as H11/110A (10Nr units) | 114 | m2
8 | 1 | 1 | K | Extra over for fully glazed double swing doorsets Type A; 2035 x 2123mm S/O; as NBS H11/135A (Type 04) | 1 | Pr
8 | 1 | 1 | L | Fourth Floor units; Type 2 Glazing as H11/110A; including louvres as H11/140 (18Nr units) | 148 | m2
8 | 1 | 1 | M | Allow for forming / framing / boxing out etc. 800 x 300mm partially active louvres to accommodate M&E requirements | 13 | Nr
8 | 1 | 1 | N | Fourth Floor units; Type 3 Spandrel Glazing as H11/110A; including louvres as H11/140 (2Nr units) | 16 | m2
8/1/1 | [6 empty] | To Collection: | 0
22-004I 10/03/2025 13:08:21 Page : 42
Windows & External Doors
Bill | Section | Page | Ref | Description | Quantity | Unit | Rate | Extension | Activity
8 | 1 | 2 | A | Stick curtain walling systems Type B; Senior Architectural Systems SF52 Fully Capped Curtain Wall System; large glazing units with PPC aluminium frames with metallic finish; including all head, jamb and door flashings / angles, integrated EPDM's and all system accessories, fixings and components as NBS H11/110B and including glazed in PPC aluminium louvre panel units to match curtain walling; Duco Ventilation & Sun Control NV, DucoGrille Solid DGS F30Z P2 with insect mesh and additional stonewool insulation to non-active louvres; minimum 3mm PPC aluminium backing panel and projecting spigots required for MEP ductwork connections as NBS H11/140; all as drawings BBA-Z1-ZZ-SH-A-7051 & 7101 and BBA-Z1-ZZ-DR-A-7070 to 7079 First, Second and Third Floor units; Type 2 Glazing as H11/110B (30Nr units) | 279 | m2
8 | 1 | 2 | B | Extra over for fully glazed double swing doorsets Type A; 2035 x 2123mm S/O; as NBS H11/135A (Type 04) | 3 | Pr
8 | 1 | 2 | C | First, Second and Third Floor units; Type 2 Glazing as H11/110B; including louvres as H11/140 (53Nr units) | 332 | m2
8 | 1 | 2 | D | Allow for forming / framing / boxing out etc. 800 x 300mm partially active louvres to accommodate M&E requirements | 37 | Nr
8 | 1 | 2 | E | Allow for forming / framing / boxing out etc. 1800 x 300mm partially active louvres to accommodate M&E requirements | 1 | Nr
8 | 1 | 2 | F | First, Second and Third Floor units; Type 3 Spandrel Glazing as H11/110B; including louvres as H11/140 (7Nr units) | 44 | m2
8 | 1 | 2 | G | PPC Alumnium Flashings to all curtain walling units; as NBS H11/110 and drawings BBA-Z1-ZZ_DR-A-7050, 7051, 7073, 7074, 7075, 7076, 7077, 7078 & 7079 4mm PPC aluminium cill flashing (Anti-slip Texture) fixed between door threshold and Zed support plate/IKO PermaTEC; fully designed and provided by Curtain walling sub-contractor; to upper floor balcony doors as drawing 7076 | 8 | m
8 | 1 | 2 | H | 3mm PPC aluminium cill flashing fixed between door threshold and Zed support plate; fully designed and provided by Curtain walling sub-contractor; to ground floor doors as drawing 7077 | 21 | m
8 | 1 | 2 | J | PPC aluminium cill flashings to ground floor curtain walling units with brickwork below; as drawing 7073 | 21 | m
8 | 1 | 2 | K | PPC aluminium cill flashings to ground floor curtain walling units with no brickwork below; as drawing 7078 | 11 | m
8 | 1 | 2 | L | PPC aluminium cill flashings to upper floor curtain walling units with brickwork / concrete upstand below; as drawings 7073, 7077, 7078 & 7079 | 268 | m
8 | 1 | 2 | M | Extended glazed in closure flashings to heads of all curtain walling units; sealed to underside of lintel; as drawings 7070 to 7079 | 328 | m
8 | 1 | 2 | N | Resin impregnated precompressed foam sealing strips; Illbruck Illmod TP600; as NBS H11/111 and drawings BBA-Z1-ZZ_DR-A-7050, 7051, 7073, 7074, 7075, 7076, 7077, 7078 & 7079 Sealing externally around perimeters of curtain walling frames and brickwork to form watertight airtight seal | 1639 | m
8/1/2 | [6 empty] | To Collection: | 0
22-004I 10/03/2025 13:08:21 Page : 43
Windows & External Doors
Bill | Section | Page | Ref | Description | Quantity | Unit | Rate | Extension | Activity
8 | 1 | 3 | A | Aluminium Framed Glazed Doors Aluminium doorsets Type C; Senior Architectural Systems Fully glazed single swing doorset; glazed units with PPC aluminium frames with metallic finish; including all ironmongery, fixings and components as NBS H11/135C; all as drawings BBA-Z1-ZZ-SH-A-7051 & 7101 1210 x 2648mm S/O; PAS24 single doorset (Type 05) | 1 | Nr
8 | 1 | 3 | B | PPC Alumnium Flashings; as NBS H11/110 and drawing BBA-Z1-ZZ_DR-A-7077 3mm PPC aluminium cill flashing fixed between door threshold and Zed support plate; fully designed and provided by Curtain walling sub-contractor | 1 | m
8 | 1 | 3 | C | Extended glazed in closure flashings to heads of all curtain walling units; sealed to underside of lintel | 1 | m
8 | 1 | 3 | D | Resin impregnated precompressed foam sealing strips; Illbruck Illmod TP600; as NBS H11/111 Sealing externally around perimeters of curtain walling frames and brickwork to form watertight airtight seal | 8 | m
8 | 1 | 3 | E | PPC Metal Doors and Frames PPC Aluminium doorsets for roof access; Fully Weather-rated Thermally insulated commercial aluminium welded door suitable for severe duty; clear double glazing where required; including all ironmongery, fixings and components as NBS L20/480; all as drawing BBA-Z1-ZZ-SH-A-7101 1135 x 2110mm S/O; single doorset with glazing panel (Type 01) EX-D04 | 1 | Nr
8 | 1 | 3 | F | 1800 x 2110mm S/O; solid asymmetric doorset (Type 02) EX-D02 & D03 | 2 | Pr
8 | 1 | 3 | G | 2035 x 2110mm S/O; double doorset with glazing panels (Type 03) EX-D01 | 1 | Pr
8 | 1 | 3 | H | PPC Aluminium Flashings; all assumed PPC Aluminium flashings to door heads and jambs to suit wall cladding | 24 | m
8 | 1 | 3 | J | PPC Aluminium cill flashings to door thresholds | 7 | m
8/1/3 | [6 empty] | To Collection: | 0
22-004I 10/03/2025 13:08:21 Page : 44
Windows & External Doors
Bill | Section | Page | Ref | Description | Quantity | Unit | Rate | Extension | Activity
8 | 1 | 4 | A | PPC External steel louvred security doorsets within Louvre system wall; Sunray Engineering ExcluWall integrated ExcluLouvreDoor; PPC aluminium with metallic finish to match curtain walling; system to achieve either PAS24: 2019 or LPS 1175 SR2; including all ironmongery, fixings and components as NBS L20/480; all as drawing BBA-Z1-ZZ-SH-A-7101 Overall 2882.5 x 4050mm louvred wall unit with approx. 1800 x 2610mm double louvred doorset (Type 10) | 2 | Sets
8 | 1 | 4 | B | Allow for forming / framing / boxing out etc. 800 x 300mm partially active louvres to accommodate M&E requirements | 2 | Nr
8 | 1 | 4 | C | PPC Aluminium Flashings to louvred wall system; assume same details as curtain walling 3mm PPC aluminium cill flashing fixed between door threshold and Zed support plate; as drawing BBA-Z1-ZZ-DR-A-7077 | 6 | m
8 | 1 | 4 | D | Extended glazed in closure flashings to heads of louvre units; sealed to underside of lintel; as drawings 7070 to 7079 | 6 | m
8 | 1 | 4 | E | Resin impregnated precompressed foam sealing strips; Illbruck Illmod TP600; as NBS H11/111 and drawings BBA-Z1-ZZ_DR-A-7050, 7051, 7073, 7074, 7075, 7076, 7077, 7078 & 7079; assume same details as curtain walling Sealing externally around perimeters of louvre walling frames and brickwork to form watertight airtight seal | 28 | m
8 | 1 | 4 | F | Sealants Silicone Sealant Seal around curtain walling frames internally; if required (Note: External airseal measured with curtain walling as H11/111) | 1647 | m
8 | 1 | 4 | G | Seal around louvre walling frames internally; if required (Note: External airseal measured with louvre as H11/111) | 28 | m
8 | 1 | 4 | H | Seal around roof access door frames internally and externally | 61 | m
8 | 1 | 4 | J | Additional Items Manifestation allowance (Details tbc) | 1 | item
8 | 1 | 4 | K | Heat soak test | 1 | item
8 | 1 | 4 | L | CWCT Test | 1 | item
8 | 1 | 4 | M | Individual banding of DGUs | 1 | item
8 | 1 | 4 | N | Glass protection - Internal | 1 | item
8 | 1 | 4 | P | Glass protection - External | 1 | item
8 | 1 | 4 | Q | Glass protection - Removal | 1 | item
8 | 1 | 4 | R | Removal of easi edge on completion of works | 350 | m
8 | 1 | 4 | S | EPDM's | 1 | item
8 | 1 | 4 | T | Head flashings | 1 | item
8 | 1 | 4 | U | Base flashings | 1 | item
8/1/4 | [6 empty] | To Collection: | 0
Collection Sheet | [7 empty] | £ p
Page Total : 8/1/1 | [7 empty] | 0
Page Total : 8/1/2 | [7 empty] | 0
Page Total : 8/1/3 | [7 empty] | 0
Page Total : 8/1/4 | [7 empty] | 0
[7 empty] | Total : | 0
22-004I 10/03/2025 13:08:21 Page : 46
Internal Walls
Bill | Section | Page | Ref | Description | Quantity | Unit | Rate | Extension | Activity
9 | 1 | 1 | A | DONCASTER GATEWAY 1 INTERNAL WALLS, COLUMN AND BEAM ENCASEMENTS Precast Concrete Lift Shafts to Specialist Design Specialist design | 1 | item
9 | 1 | 1 | B | Precast concrete lift shaft; 200mm thick walls; overall size approx. 3800mm x 2355mm x 27,560mm high; see drawing number DGW1-BBA-Z1-ZZ-DR-A-7620 P01 for more details | 1 | item
9 | 1 | 1 | C | Precast concrete lift shaft; 200mm thick walls; overall size approx. 3800mm x 2355mm x 21,900mm high; see drawing number DGW1-BBA-Z1-ZZ-DR-A-7620 P01 for more details | 1 | item
9 | 1 | 1 | D | Precast concrete lift shaft capping; 200mm thick; overall size approx. 2000mm x 235mm (assume required) | 1 | item
9 | 1 | 1 | E | Cement additive | 1 | item
9 | 1 | 1 | F | RIW coating | 1 | item
9 | 1 | 1 | G | Grouting & expending foam | 2 | nr
9 | 1 | 1 | H | Dust sealer to lift shafts | 2 | nr
9/1/1 | [6 empty] | To Collection: | 0
22-004I 10/03/2025 13:08:21 Page : 47
Internal Walls
Bill | Section | Page | Ref | Description | Quantity | Unit | Rate | Extension | Activity
9 | 1 | 2 | A | K10 Gypsum board dry linings/ partitions/ ceilings K10/125A Internal Partition Systems Type 1; See Siniat Project Pack for full details; Siniat Twin Frame Partition Twin(AB)-CS70R-212dB-25G Metal stud partitions; Type 01 height 3600-3900mm; 425mm overall thickness; boarded both sides | 130 | m
9 | 1 | 2 | B | height 4200-4500mm; 425mm overall thickness; boarded both sides | 17 | m
9 | 1 | 2 | C | height 4500-4800mm; 425mm overall thickness; boarded both sides | 31 | m
9 | 1 | 2 | D | Accessories abutments; 100mm thick partition | 94 | m
9 | 1 | 2 | E | tee junctions to partitions | 8 | m
9 | 1 | 2 | F | angles to partitions | 87 | m
9 | 1 | 2 | G | form openings for single doors | 10 | nr
9 | 1 | 2 | H | form openings for double doors | 1 | nr
9 | 1 | 2 | J | extra over for base detail; no details | 166 | m
9 | 1 | 2 | K | extra over for deflection head detail; to underside of metal deck/concrete soffit; See Siniat Promat detail for Encasement Type 03 (Promat); 1nr layer 15mm thick Promatex-XW mineral wool insulation; See Wilmott Dixon mark ups for details and locations | 178 | m
9/1/2 | [6 empty] | To Collection: | 0
22-004I 10/03/2025 13:08:21 Page : 48
Internal Walls
Bill | Section | Page | Ref | Description | Quantity | Unit | Rate | Extension | Activity
9 | 1 | 3 | A | K10/125B Internal Partition Systems Type 2; See Siniat Project Pack for full details; Siniat Single Frame Metal Stud Partition CS90R-212St Metal stud partitions; Type 02 height 4500-4800mm; 150mm overall thickness; boarded both sides | 151 | m
9 | 1 | 3 | B | Accessories abutments; 150mm thick partition | 104 | m
9 | 1 | 3 | C | tee junctions to partitions | 147 | m
9 | 1 | 3 | D | crosses to partitions | 5 | m
9 | 1 | 3 | E | angles to partitions | 28 | m
9 | 1 | 3 | F | form openings for single doors | 19 | nr
9 | 1 | 3 | G | form openings for leaf and a half doors | 3 | nr
9 | 1 | 3 | H | form openings for double doors | 6 | nr
9 | 1 | 3 | J | extra over for base detail; no details | 115 | m
9 | 1 | 3 | K | extra over for deflection head detail; to underside of metal deck/concrete soffit; 1nr layer 15mm thick GTEC Fire Board; Refer to Siniat Encasement Type 02A in Siniat Project Pack page 103 (allow 25mm deflection); See Wilmott Dixon mark ups for details and locations | 91 | m
9 | 1 | 3 | L | extra over for deflection head detail; to underside of metal deck/concrete soffit; Offset encasement type; 1nr layer 15mm thick GTEC Fire Board; Refer to Siniat Encasement Type 02B in Siniat Project Pack page 102 (allow 25mm deflection); See Wilmott Dixon mark ups for details and locations | 4 | m
9 | 1 | 3 | M | extra over for deflection head detail; perpendicular to underside of metal deck/concrete soffit; (allow 25mm deflection); insulation; See Siniat Project Pack and Wilmott Dixon mark ups for details and locations | 24 | m
9 | 1 | 3 | N | extra over for deflection head detail; parallel to underside of metal deck/concrete soffit; 1nr layer 15mm thick GTEC Fire Board; (allow 25mm deflection); profile filler; See Siniat Project Pack and Wilmott Dixon mark ups for details and locations | 32 | m
9/1/3 | [6 empty] | To Collection: | 0
22-004I 10/03/2025 13:08:21 Page : 49
Internal Walls
Bill | Section | Page | Ref | Description | Quantity | Unit | Rate | Extension | Activity
9 | 1 | 4 | A | K10/125C Internal Partition Systems Type 3; See Siniat Project Pack for full details; Siniat Single Frame Metal Stud Partition CS90R-15Un-25G height 3600-3900mm; 120mm overall thickness; boarded both sides | 199 | m
9 | 1 | 4 | B | height 4200-4500mm; 120mm overall thickness; boarded both sides | 10 | m
9 | 1 | 4 | C | Accessories abutments; 100mm thick partition | 160 | m
9 | 1 | 4 | D | tee junctions to partitions | 222 | m
9 | 1 | 4 | E | angles to partitions | 49 | m
9 | 1 | 4 | F | form openings for single doors | 35 | nr
9 | 1 | 4 | G | form openings for double doors | 15 | nr
9 | 1 | 4 | H | extra over for base detail; no details | 144 | m
9 | 1 | 4 | J | extra over for deflection head detail; to underside of metal deck/concrete soffit; 1nr layer 15mm thick GTEC Fire Board; Refer to Siniat Encasement Type 02A in Siniat Project Pack page 103 (allow 25mm deflection); See Wilmott Dixon mark ups for details and locations | 119 | m
9 | 1 | 4 | K | extra over for deflection head detail; to underside of metal deck/concrete soffit; Offset encasement type; 1nr layer 15mm thick GTEC Fire Board; Refer to Siniat Encasement Type 02B in Siniat Project Pack page 102 (allow 25mm deflection); See Wilmott Dixon mark ups for details and locations | 12 | m
9 | 1 | 4 | L | extra over for deflection head detail; perpendicular to underside of metal deck/concrete soffit; (allow 25mm deflection); insulation; See Siniat Project Pack and Wilmott Dixon mark ups for details and locations | 21 | m
9 | 1 | 4 | M | extra over for deflection head detail; parallel to underside of metal deck/concrete soffit; 1nr layer 15mm thick GTEC Fire Board; (allow 25mm deflection); profile filler; See Siniat Project Pack and Wilmott Dixon mark ups for details and locations | 47 | m
9 | 1 | 4 | N | extra over for deflection head detail; perpendicular to underside of purlins; (allow 25mm deflection); insulation; See Siniat Project Pack and Wilmott Dixon mark ups for details and locations | 10 | m
9/1/4 | [6 empty] | To Collection: | 0
22-004I 10/03/2025 13:08:21 Page : 50
Internal Walls
Bill | Section | Page | Ref | Description | Quantity | Unit | Rate | Extension | Activity
9 | 1 | 5 | A | K10/125D Internal Partition Systems Type 4; See Siniat Project Pack for full details; Siniat Single Frame Metal Stud Partition CS90R-215St-50G Metal stud partitions height 4500-4800mm; 150mm overall thickness; boarded both sides | 11 | m
9 | 1 | 5 | B | Accessories abutments; 130mm thick partition | 10 | m
9 | 1 | 5 | C | extra over for base detail; no details | 11 | m
9 | 1 | 5 | D | extra over for deflection head detail; to underside of metal deck/concrete soffit; 1nr layer 15mm thick GTEC Fire Board; Refer to Siniat Encasement Type 02A in Siniat Project Pack page 103 (allow 25mm deflection) ; See Wilmott Dixon mark ups for details and locations | 11 | m
9 | 1 | 5 | E | K10/125E Internal Partition Systems Type 5; See Siniat Project Pack for full details; Siniat Single Frame Metal Stud Partition CS70Y-15FMR15F-25G Metal stud partitions height 4500-4800mm; 130mm overall thickness; boarded both sides | 17 | m
9 | 1 | 5 | F | Accessories abutments; 130mm thick partition | 24 | m
9 | 1 | 5 | G | tee junctions to partitions | 9 | m
9 | 1 | 5 | H | fair ends to partitions | 5 | m
9 | 1 | 5 | J | angles to partitions | 9 | m
9 | 1 | 5 | K | form openings for single doors | 3 | nr
9 | 1 | 5 | L | extra over for base detail; no details | 14 | m
9 | 1 | 5 | M | extra over for deflection head detail; to underside of metal deck/concrete soffit; 1nr layer 15mm thick GTEC Fire Board; Refer to Siniat Encasement Type 02A in Siniat Project Pack page 103 (allow 25mm deflection); See Wilmott Dixon mark ups for details and locations | 5 | m
9 | 1 | 5 | N | extra over for deflection head detail; to underside of metal deck/concrete soffit; Offset encasement type; 1nr layer 15mm thick GTEC Fire Board; Refer to Siniat Encasement Type 02B in Siniat Project Pack page 102 (allow 25mm deflection); See Wilmott Dixon mark ups for details and locations | 1 | m
9 | 1 | 5 | P | extra over for deflection head detail; perpendicular to underside of metal deck/concrete soffit; (allow 25mm deflection); insulation; See Siniat Project Pack and Wilmott Dixon mark ups for details and locations | 3 | m
9 | 1 | 5 | Q | extra over for deflection head detail; parallel to underside of metal deck/concrete soffit; 1nr layer 15mm thick GTEC Fire Board; (allow 25mm deflection); profile filler; See Siniat Project Pack and Wilmott Dixon mark ups for details and locations | 8 | m
9/1/5 | [6 empty] | To Collection: | 0
22-004I 10/03/2025 13:08:21 Page : 51
Internal Walls
Bill | Section | Page | Ref | Description | Quantity | Unit | Rate | Extension | Activity
9 | 1 | 6 | A | K10/125J; Gypsum board partition systems Type 10; (Shaftwall); Siniat reference CH60B-212F#19FC Metal stud partitions height 3600-3900mm; 85mm overall thickness; boarded one side | 43 | m
9 | 1 | 6 | B | height 4500-4800mm; 85mm overall thickness; boarded both sides | 17 | m
9 | 1 | 6 | C | Accessories abutments; 85mm thick partition | 227 | m
9 | 1 | 6 | D | tee junctions to partitions | 48 | m
9 | 1 | 6 | E | angles to partitions | 89 | m
9 | 1 | 6 | F | form openings for single doors | 8 | nr
9 | 1 | 6 | G | extra over for base detail; no details | 53 | m
9 | 1 | 6 | H | extra over for deflection head detail; to underside of metal deck/concrete soffit; 1nr layer 15mm thick GTEC Fire Board; Refer to Siniat Encasement Type 02A in Siniat Project Pack page 103 (allow 25mm deflection); See Wilmott Dixon mark ups for details and locations | 32 | m
9 | 1 | 6 | J | extra over for deflection head detail; perpendicular to underside of metal deck/concrete soffit; (allow 25mm deflection); insulation; See Siniat Project Pack and Wilmott Dixon mark ups for details and locations | 2 | m
9 | 1 | 6 | K | extra over for deflection head detail; parallel to underside of metal deck/concrete soffit; 1nr layer 15mm thick GTEC Fire Board; (allow 25mm deflection); profile filler; See Siniat Project Pack and Wilmott Dixon mark ups for details and locations | 1 | m
9 | 1 | 6 | L | extra over for deflection head detail; perpendicular to underside of metal deck/concrete soffit; (allow 25mm deflection); insulation; See Siniat Project Pack and Wilmott Dixon mark ups for details and locations | 13 | m
9 | 1 | 6 | M | extra over for deflection head detail; parallel to underside of metal deck/concrete soffit; 1nr layer 15mm thick GTEC Fire Board; (allow 25mm deflection); profile filler; See Siniat Project Pack and Wilmott Dixon mark ups for details and locations | 11 | m
9 | 1 | 6 | N | K10/125E Gypsum board partition systems Type 12; See Siniat Project Pack for full details; Siniat single frame partition CS14R-15Aq15St-25G Metal stud partitions 176mm thick; to Showers; 4500-4800mm high | 2 | m
9 | 1 | 6 | P | Accessories abutments; 176mm thick wall lining | 19 | m
9 | 1 | 6 | Q | angles to wall linings | 10 | m
9 | 1 | 6 | R | extra over for base detail; no details | 2 | m
9 | 1 | 6 | S | extra over for deflection head detail; perpendicular to underside of metal deck/concrete soffit; (allow 25mm deflection); insulation; See Siniat Project Pack and Wilmott Dixon mark ups for details and locations | 2 | m
9/1/6 | [6 empty] | To Collection: | 0
22-004I 10/03/2025 13:08:21 Page : 52
Internal Walls
Bill | Section | Page | Ref | Description | Quantity | Unit | Rate | Extension | Activity
9 | 1 | 7 | A | External walls between Main Accommodation and LV Switch/Binstore; Eext Building Performance Ltd ref. ETW 134F; See pages 10-11 of Siniat 'Thruwall Project Pack' Nb; The above Siniat spec is different to the Architect K11/50 spec which asks for 1x 15mm Aquaboard, 2x 12.5mm weather defence board, 1x 15mm Siniat dB board and 1x 15mm Siniat Fireboard Specialist design | 1 | Item
9 | 1 | 7 | B | Non-loadbearing SFS system - Thruwall; 150mm wide; height 4500-4800mm | 21 | m
9 | 1 | 7 | C | Accessories abutments; 205mm thick partition | 14 | m
9 | 1 | 7 | D | tee junctions to partitions | 5 | m
9 | 1 | 7 | E | angles to partitions | 5 | m
9 | 1 | 7 | F | extra over for base detail; no details | 21 | m
9 | 1 | 7 | G | extra over for deflection head detail; perpendicular to underside of metal deck/concrete soffit; (allow 25mm deflection); insulation; See Siniat Project Pack and Wilmott Dixon mark ups for details and locations | 14 | m
9 | 1 | 7 | H | extra over for deflection head detail; parallel to underside of metal deck/concrete soffit; 1nr layer 15mm thick GTEC Fire Board; (allow 25mm deflection); profile filler; See Siniat Project Pack and Wilmott Dixon mark ups for details and locations | 7 | m
9/1/7 | [6 empty] | To Collection: | 0
22-004I 10/03/2025 13:08:21 Page : 53
Internal Walls
Bill | Section | Page | Ref | Description | Quantity | Unit | Rate | Extension | Activity
9 | 1 | 8 | A | K11 Rigid sheet flooring/ sheathing/ decking/ sarking/ linings/ casings Encasement Type 01 (Siniat) 1nr layer 12.5mm GTEC Fire Board Column encasements; Type 01; girth 1200-1800mm; 4 sided | 0 | m
9 | 1 | 8 | B | Encasement Type 03 (Promat) Promat 15mm PROMATECT-XW direct fix to column 60/60mins. Additional layer required to internal face of external wall linings . Siniat metal angles MFC2550 / FS90W flat straps. Glass Mineral wool to cavity 10-30Kg/m3 to maintain thermal/acoustic performance to cavity. See NBS Clause K11/885 Assume vertical Z bars to corner columns by SFS SC; Also cold rolled angles have been omitted; See drawing numbers DGW1 BBA Z1 ZZ DR A 7650 P04 & DGW1 BBA Z1 ZZ DR A 7651 P04 | 1 | Item
9 | 1 | 8 | C | Column encasements; Type 03; girth 600-1200mm; 4 sided | 248 | m
9 | 1 | 8 | D | Column encasements; Type 03; girth 1200-1800mm; 4 sided | 373 | m
9 | 1 | 8 | E | Additional layer required to internal face; not exceeding 600mm girth; 2 sided; see drawing number DGW1 BBA Z1 ZZ DR A 7650 P04 | 83 | m
9 | 1 | 8 | F | Additional layer required to internal face; 600-1200mm girth; 3 sided; see drawing number DGW1 BBA Z1 ZZ DR A 7050 P04 | 559 | m
9 | 1 | 8 | G | Additional layer of 12.5mm Siniat Weather Defence board formed locally to back of Promatect, fully bedded on intumescent mastic NBS F30/190; to rear of columns; not exceeding 600mm; See drawing number DGW1 BBA Z1 ZZ DR A 7050 P04 | 534 | m
9 | 1 | 8 | H | Encasement Type 04 (Siniat) 1nr layer 15mm Standard Board Column encasements; Type 04; girth not exceeding 600mm; 2 sided; including all necessary accessories | 0 | m
9 | 1 | 8 | J | Column encasements; Type 04; girth 600-1200mm; 2 sided; including all necessary accessories | 0 | m
9 | 1 | 8 | K | Column encasements; Type 04; girth 600-1200mm; 3 sided; including all necessary accessories | 0 | m
9 | 1 | 8 | L | Column Encasement Type 05 (Promat) Promat 20mm PROMAT Vermiculux-S direct fix to column 60/60mins. Additional layer required to internal face of external wall linings. Siniat metal angles MFC2550 / FS90W flat straps. Glass Mineral wool to cavity 10-30Kg/m3 to maintain thermal/acoustic performance to cavity. Column encasements; Type 05; girth 1200-1800mm; 4 sided | 5 | m
9 | 1 | 8 | M | Encasement Type 02A (Siniat) 1nr layer 15mm GTEC Fire Board Beam encasements; girth 600-1200mm; 3 sided (internal beams); including all necessary accessories | 108 | m
9 | 1 | 8 | N | Beam encasements; girth 1200-1800mm; 3 sided (internal beams); including all necessary accessories | 130 | m
9 | 1 | 8 | P | Encasement Type 02B (Siniat) 1nr layer 15mm GTEC Fire Board; Offset Encasement Type Beam encasements; girth 600-1200mm; 3 sided (internal beams); including all necessary accessories | 6 | m
9 | 1 | 8 | Q | Beam encasements; girth 600-1200mm; 3 sided (internal beams); including all necessary accessories | 10 | m
9 | 1 | 8 | R | Encasement Type 06 (Promat) Grid 5 Promat 25mm PROMAT Vermiculux-S direct fix to beam 60/60mins. 20x120 VS Cover strips, Siniat metal angles MFC2550, Glass Mineral wool to cavity 10-30Kg/m3 to acoustic performance to cavity.To be formed and fully sealed to Fire rated column boxings (Promat PROMATECT-XW). Installed in Accordance with Promat Technical guidance Beam encasements; girth 600-1200mm; 3 sided (internal beams); including all necessary accessories | 1 | m
9 | 1 | 8 | S | Beam encasements; girth 1200-1800mm; 3 sided (internal beams); including all necessary accessories | 54 | m
9 | 1 | 8 | T | Beam Encasement Type 07 (Promat) - Coatbacks 500mm Min COATBACK (To Soild Flange) Fire rated BEAM boxing Promat 25mm PROMAT Vermiculux-S direct fix to beam 60/60mins. 20x120 VS Cover strips, Siniat metal angles MFC2550, PromaSEAL intumescent Acrylic sealant between scribed capping boards and steelwork. To be formed and fully sealed to Fire rated column boxings (Promat 15mm PROMATECT-XW). Installed in Accordance with Promat Technical guidance ST VLUX 143 sheets 1 and 2. See NBS Clause K11/890 Beam encasements; girth 600-1200mm; 3 sided (internal beams); including all necessary accessories | 104 | m
9 | 1 | 8 | U | Beam encasements; girth 1200-1800mm; 3 sided (internal beams); including all necessary accessories | 110 | m
9 | 1 | 8 | V | Beam Encasement Type 08 (Siniat) - Perimeter 60/60 Inside to outside MF bulkhead/ceiling (EI60) support system with 2no Siniat 15mm FireBoards, Siniat UTX92/B U track, Siniat CS90/Rx C-studs @ 600 c/c, Threaded rod, flat plate, nuts (Siniat detail for BH over 600mm), 100mm Glass mineral wool insulation, Siniat 25x50 closure angle, Siniat intumescent acoustic sealant to ALL interfaces. See NBS Clause K10/215A Beam encasements; girth 600-1200mm; 2 sided (perimeter beams); including all necessary accessories; See drawing number DGW1 BBA Z1 ZZ DR A 7670 P05 (See separate item/ measure for insulation) | 522 | m
9 | 1 | 8 | W | VCL between plasterboard; 1200-1800mm girth; as P10/310B | 522 | m
9 | 1 | 8 | X | 15mm Siniat Fire board; to soffit; not exceeding 300mm wide | 522 | m
9 | 1 | 8 | Y | Siderise TW-P Fire stops for profiles deck; See drawing numbers DGW1 BBA Z1 ZZ DR A 7420 P05 & DGW1 BBA Z1 ZZ DR A 7670 P05 | 1566 | m
9 | 1 | 8 | Z | Encasements/MF Bulkheads to perimeter beams; 12.5mm standard boards as K10/215 230mm wide x 700mm high; including all necessary framing/support | 0 | m
9 | 1 | 8 | AA | Skim 2mm thick skim to column encasements | 510 | m2
9 | 1 | 8 | AB | 2mm thick skim to beam encasements | 1123 | m2
9 | 1 | 8 | AC | 2mm thick skim to beam encasements/bulkheads; to perimeters | 501 | m2
9/1/8 | [6 empty] | To Collection: | 0
22-004I 10/03/2025 13:08:21 Page : 54
Internal Walls
Bill | Section | Page | Ref | Description | Quantity | Unit | Rate | Extension | Activity
9 | 1 | 9 | A | Insulation 25mm thick Rockwool RWA45 slabs to cavity; to heads of reveals; not exceeding 300mm; See drawing number DGW1 BBA Z1 ZZ DR A 7420 P05 | 341 | m
9 | 1 | 9 | B | 25mm thick Rockwool RWA45 slabs to cavity; to vertical reveals; not exceeding 300mm; See drawing number DGW1 BBA Z1 ZZ DR A 7050 P04 | 1019 | m
9 | 1 | 9 | C | 25mm thick Rockwool RWA45 slabs to cavity; to vertical columns; not exceeding 300mm; See drawing number DGW1 BBA Z1 ZZ DR A 7050 P04 | 1067 | m
9 | 1 | 9 | D | Glass mineral wool x2 to cavity 10-30kg/m3 to maintain thermal/acoustic performance to cavity (to both webs of columns); approx 150mm thick; not exceeding 300mm; See drawing number DGW1 BBA Z1 ZZ DR A 7050 P04 | 534 | m
9 | 1 | 9 | E | Glass mineral wool x2 to cavity 10-30kg/m3 to maintain thermal/acoustic performance to cavity (to both webs of beams); approx 150mm thick; not exceeding 300mm; See drawing number DGW1 BBA Z1 ZZ DR A 7050 P04 | 523 | m
9 | 1 | 9 | F | Glass mineral wool; 100mm thick; vertical 600-1200mm; to perimeter beams; See drawing number DGW1 BBA Z1 ZZ DR A 7070 P05 | 522 | m
9 | 1 | 9 | G | Glass mineral wool; 100mm thick; horizontal not exceeding 300mm; to perimeter beams; See drawing number DGW1 BBA Z1 ZZ DR A 7070 P05 | 522 | m
9/1/9 | [6 empty] | To Collection: | 0
22-004I 10/03/2025 13:08:21 Page : 55
Internal Walls
Bill | Section | Page | Ref | Description | Quantity | Unit | Rate | Extension | Activity
9 | 1 | 10 | A | Carpentry/ timber framing/ first fixing NON-STRUCTURAL PLYWOOD FOR PATTRESSES IN INTERNAL WALLS TO SUPPORT FIXTURES AND FITTINGS 18mm plywood pattresses; in partitions | 260 | m2
9 | 1 | 10 | B | Allow for plywood boxings with softwood framing; to S&VP's | 40 | m
9 | 1 | 10 | C | BWIC with metal stud partitions Allow for putty pads | 1 | item
9 | 1 | 10 | D | Allow for cutting out for sockets and switches | 1 | item
9 | 1 | 10 | E | Cut out for ducts; 100mm diameter (200x200mm opening) | 34 | nr
9 | 1 | 10 | F | Cut out for ducts; 150mm diameter (250x250mm opening) | 4 | nr
9 | 1 | 10 | G | Cut out for ducts; 250mm diameter (350x350mm opening) | 5 | nr
9 | 1 | 10 | H | Cut out for ducts; 250x150mm (350x250mm opening) | 4 | nr
9 | 1 | 10 | J | Cut out for grilles; 200x200mm | 2 | nr
9 | 1 | 10 | K | Cut out for trays; 400x200mm | 4 | nr
9 | 1 | 10 | L | Cut out for traywork & heating pipes; 800x200mm | 4 | nr
9 | 1 | 10 | M | fire stopping to holes through partitions | 1 | item
9 | 1 | 10 | N | Acoustic/intumescent sealant to top of partitions | 1298 | m
9 | 1 | 10 | P | Acoustic/intumescent sealant to bottom of partitions | 1010 | m
9 | 1 | 10 | Q | Acoustic/intumescent sealant to 2 and 3 sided column encasements | 1284 | m
9 | 1 | 10 | R | Acoustic/intumescent sealant to 3 sided beam encasements | 2090 | m
9/1/10 | [6 empty] | To Collection: | 0
Collection Sheet | [7 empty] | £ p
Page Total : 9/1/1 | [7 empty] | 0
Page Total : 9/1/2 | [7 empty] | 0
Page Total : 9/1/3 | [7 empty] | 0
Page Total : 9/1/4 | [7 empty] | 0
Page Total : 9/1/5 | [7 empty] | 0
Page Total : 9/1/6 | [7 empty] | 0
Page Total : 9/1/7 | [7 empty] | 0
Page Total : 9/1/8 | [7 empty] | 0
Page Total : 9/1/9 | [7 empty] | 0
Page Total : 9/1/10 | [7 empty] | 0
[7 empty] | Total : | 0
22-004I 10/03/2025 13:08:21 Page : 57
Internal Doors
Bill | Section | Page | Ref | Description | Quantity | Unit | Rate | Extension | Activity
10 | 1 | 1 | A | INTERNAL DOORS AND SCREENS L WINDOWS/DOORS/STAIRS L20 Doors/ shutters/ hatches Refer to Architect drawing numbers:- DGW1-BBA-Z1-ZZ-SH-A-7105 P03 DGW1-BBA-Z1-ZZ-SH-A-7121 P05 DGW1-BBA-Z1-ZZ-DR-A-7101 P02 Site dimensions; See NBS clause L20/150 Site measurement | 1 | Item
10 | 1 | 1 | B | Control samples; See NBS clause L20/170 Provide samples as requested | 1 | Item
10 | 1 | 1 | C | Products Wood doorsets Type A; See NBS clause L20/430 Internal single door Internal door type 01: doorset including hinges and softwood frame (factory primed), severe duty door leaf; laminated finish; 1010mm x 2100mm structural opening; 30dB Rw acoustic rating; no fire rating | 25 | Nr
10 | 1 | 1 | D | Wood doorsets Type B; See NBS clause L20/430 Internal single door Internal door type 01: doorset including hinges and softwood frame (factory primed), severe duty door leaf; laminated finish; 1010mm x 2100mm structural opening; 35dB Rw acoustic rating; no fire rating | 1 | Nr
10 | 1 | 1 | E | Internal door type 02: doorset including hinges and softwood frame (factory primed), severe duty door leaf; laminated finish; 1010mm x 2100mm structural opening; 35dB Rw acoustic rating; no fire rating; vision panel | 1 | Nr
10 | 1 | 1 | F | Wood doorsets Type C; See NBS clause L20/430 Internal single door Internal door type 01: doorset including hinges and softwood frame (factory primed), severe duty door leaf; laminated finish; 1010mm x 2100mm structural opening; 30dB Rw acoustic rating; 30 minutes fire rating; smoke seal | 3 | Nr
10 | 1 | 1 | G | Internal door type 03: doorset including hinges and softwood frame (factory primed), severe duty door leaf; laminated finish; 1010mm x 2100mm structural opening; no acoustic rating; 30 minutes fire rating; smoke seal; large vision panel | 15 | Nr
10 | 1 | 1 | H | Extra over for extension piece to suit wider door frame; to suit 425mm thick metal stud partition wall | 10 | Nr
10 | 1 | 1 | J | Internal door type 04: doorset including hinges and softwood frame (factory primed), severe duty door leaf; laminated finish; 810mm x 2100mm structural opening; no acoustic rating; 30 minutes fire rating; smoke seal | 26 | Nr
10 | 1 | 1 | K | Internal door type 05: doorset including hinges and softwood frame (factory primed), severe duty door leaf; laminated finish; 910mm x 2100mm structural opening; no acoustic rating; 30 minutes fire rating; smoke seal | 4 | Nr
10 | 1 | 1 | L | Internal leaf and a half doors Internal door type 06: doorset including hinges and softwood frame (factory primed), severe duty door leaves; laminated finish; 1650mm x 2100mm structural opening; no acoustic rating; 30 minutes fire rating; smoke seal | 1 | Pr
10 | 1 | 1 | M | Internal leaf and a half doors; with vision panels to both leaves Internal door type 07: doorset including hinges and softwood frame (factory primed), severe duty door leaves; laminated finish; 1650mm x 2100mm structural opening; no acoustic rating; 30 minutes fire rating; smoke seal; vision panels to both leaves | 1 | Pr
10 | 1 | 1 | N | Internal double doors; with vision panels to both leaves Internal door type 08: doorset including hinges and softwood frame (factory primed), severe duty door leaves; laminated finish; 1965mm x 2100mm structural opening; no acoustic rating; no fire rating; 30 minutes fire rating; smoke seal; vision panels to both leaves | 4 | Pr
10 | 1 | 1 | P | Wood doorsets Type D; See NBS clause L20/430 Internal double doors; with vision panels to both leaves Internal door type 08: doorset including hinges and softwood frame (factory primed), severe duty door leaves; laminated finish; 1965mm x 2100mm structural opening; 30dB Rw acoustic rating; no fire rating; 30 minutes fire rating; smoke seal; vision panels to both leaves | 17 | Pr
10 | 1 | 1 | Q | Extra over for extension piece to suit wider door frame; to suit 200mm thick metal stud partition wall | 16 | Nr
10 | 1 | 1 | R | Wood doorsets Type E; See NBS clause L20/430 Internal leaf and a half doors Internal door type 06: doorset including hinges and softwood frame (factory primed), severe duty door leaves; laminated finish; 1650mm x 2100mm structural opening; no acoustic rating; 60 minutes fire rating; smoke seal | 1 | Pr
10 | 1 | 1 | S | Door Protection Corex door protection; single door | 75 | nr
10 | 1 | 1 | T | Corex door protection; double door | 24 | nr
10 | 1 | 1 | U | Removal of door protection on completion | 123 | nr
10 | 1 | 1 | V | Caulking Caulk to architraves | 1064 | m
10 | 1 | 1 | W | Manifestations To vision panels; if required | 62 | m2
10 | 1 | 1 | X | INTERNAL SCREENS Internal screen Type 01; to Reception & Support 00-03; See NBS Clause L40/230 Drawing BBA-Z1-00-DR-A-7202 P04 & BBA-Z1-ZZ-SH-A-7121 P05 Internal screen above opening; 2115mm wide x 1320mm high structural opening; no acoustic rating; no fire rating; vertically fluted, reeded glass | 1 | Nr
10 | 1 | 1 | Y | INTERNAL SCREENS Internal screen Type 01; to Reception & Support 00-03; See NBS Clause L40/230 sealant | 14 | m
10/1/1 | [6 empty] | To Collection: | 0
22-004I 10/03/2025 13:08:21 Page : 58
Internal Doors
Bill | Section | Page | Ref | Description | Quantity | Unit | Rate | Extension | Activity
10 | 1 | 2 | A | M SURFACE FINISHES M60 PAINTING/ CLEAR FINISHING M60/130 Gloss Paint Type A; Dulux Trade Ecosure Water Based Gloss to primed door frames; not exceeding 300mm | 539 | m
10 | 1 | 2 | B | P BUILDING FABRIC SUNDRIES P20 Unframed isolated trims/ skirtings/ sundry items P20/110 Softwood Type A; Architraves to FS30 Doors MDF architraves to achieve 30FR to match doorset; to internal doors and glazed screens; finished size 20 x 70mm | 1066 | m
10 | 1 | 2 | C | P20/120 Hardwood American white oak architraves to achieve 60FR to match doorset; to internal doors and glazed screens; finished size 20 x 70mm | 12 | m
10 | 1 | 2 | D | packers to structural openings | 539 | m
10 | 1 | 2 | E | non setting Gyproc acoustic and intumescent joint between door and frame and partition face; to full perimeter of door frame | 1078 | m
10 | 1 | 2 | F | intumescent cold smoke seals to 30 minutes fire rated doorsets | 392 | m
10/1/2 | [6 empty] | To Collection: | 0
22-004I 10/03/2025 13:08:21 Page : 59
Internal Doors
Bill | Section | Page | Ref | Description | Quantity | Unit | Rate | Extension | Activity
10 | 1 | 3 | A | P BUILDING FABRIC SUNDRIES P21 Door/Window ironmongery See Architect drawing number DGW1-BBA-Z1-ZZ-DR-A-7101 P02 for ironmongery sets schedule and setting out; See section P21 of Architect Specification number DGW1-BBA-XX-XX-SP-A-0003 Samples; See NBS Clause P21/140 Before placing orders with suppliers submit labelled samples of the following: ironmongery sets as noted in the schedule Conformity: Retain samples on site for the duration of the Contract. Ensure conformity of ironmongery as delivered with labelled samples. | 1 | Item
10 | 1 | 3 | B | Sample boards; See NBS Clause P21/141 Before placing orders with suppliers submit a sample board, containing labelled samples of ironmongery and showing methods of fixing. Range: Include ironmongery sets as noted in the schedule. Conformity: Retain board on site in an approved location for the duration of the Contract. Ensure conformity of ironmongery as delivered with labelled samples. | 1 | Item
10 | 1 | 3 | C | Supply and fix the following ironmongery sets Hardware set h | 6 | set
10 | 1 | 3 | D | Hardware set i | 2 | set
10 | 1 | 3 | E | Hardware set j | 28 | set
10 | 1 | 3 | F | Hardware set k | 26 | set
10 | 1 | 3 | G | Hardware set l | 1 | set
10 | 1 | 3 | H | Hardware set m | 15 | set
10 | 1 | 3 | J | Hardware set n | 1 | set
10 | 1 | 3 | K | Hardware set o | 4 | set
10 | 1 | 3 | L | Hardware set p | 16 | set
10 | 1 | 3 | M | Master keys; Assume required | 3 | nr
10 | 1 | 3 | P | Access control to internal doors Access control to internal doors; electromagnetic | 17 | Nr
10/1/3 | [6 empty] | To Collection: | 0
Collection Sheet | [7 empty] | £ p
Page Total : 10/1/1 | [7 empty] | 0
Page Total : 10/1/2 | [7 empty] | 0
Page Total : 10/1/3 | [7 empty] | 0
[7 empty] | Total : | 0
22-004I 10/03/2025 13:08:21 Page : 61
Wall Finishes
Bill | Section | Page | Ref | Description | Quantity | Unit | Rate | Extension | Activity
11 | 1 | 1 | A | WALL FINISHES K10 Gypsum board dry linings/ partitions/ ceilings Wall linings K10/155H Wall lining system (metal studs) Type 08; See Siniat Project Pack for full details; IS90B-212dB#0 115mm thick; to internal skin of external wall; 300-600mm high (Level 05 plinth); See detail on architect drawing number DGW1-BBA-Z1-ZZ-DR-A-7427 P03 | 2 | m
11 | 1 | 1 | B | 115mm thick; to internal skin of external wall; 3600-3900mm high | 50 | m
11 | 1 | 1 | C | 115mm thick; to internal skin of external wall; 4200-4500mm high | 10 | m
11 | 1 | 1 | D | 115mm thick; to internal skin of external wall; 4500-4800mm high | 53 | m
11 | 1 | 1 | E | 115mm thick; reveals to doors and curtain walls; not exceeding 300mm wide | 136 | m
11 | 1 | 1 | F | Accessories abutments; 115mm thick wall lining | 137 | m
11 | 1 | 1 | G | form openings for leaf and a half doors (external) | 2 | nr
11 | 1 | 1 | H | form openings for curtain walling; 1020mm wide x 2550mm high | 1 | nr
11 | 1 | 1 | J | form openings for curtain walling; 2035mm wide x 3080mm high | 9 | nr
11 | 1 | 1 | K | form openings for curtain walling; 2035mm wide x 3910mm high | 1 | nr
11 | 1 | 1 | L | form openings for curtain walling; 2035mm wide x 4050mm high | 3 | nr
11 | 1 | 1 | M | extra over for base detail; no details | 114 | m
11 | 1 | 1 | N | extra over for deflection head detail; to underside of metal deck/concrete soffit; no details | 109 | m
11 | 1 | 1 | P | 2x 50mm thick Rockwool RWA45 slabs to cavity as clause P10/190A | 1 | m2
11 | 1 | 1 | Q | K10/155I Wall lining system (metal studs) Type 09; See Siniat Project Pack for full details; IS90B-12St#0 102.5mm thick; 3600-3900mm high | 5 | m
11 | 1 | 1 | R | K10/155I Wall lining system (metal studs) Type 09; See Siniat Project Pack for full details; IS90B(400)-12St#0 (4th floor option 5.4m max height) 102.5mm thick; 4500-4800mm high | 2 | m
11 | 1 | 1 | S | Accessories abutments; 102.5mm thick wall lining | 32 | m
11 | 1 | 1 | T | angles to wall linings | 16 | m
11 | 1 | 1 | U | form openings for dry riser doors | 4 | nr
11 | 1 | 1 | V | extra over for base detail; no details | 7 | m
11 | 1 | 1 | W | extra over for deflection head detail; perpendicular to underside of metal deck/concrete soffit; (allow 25mm deflection); insulation; See Siniat Project Pack and Wilmott Dixon mark ups for details and locations | 4 | m
11 | 1 | 1 | X | extra over for deflection head detail; parallel to underside of metal deck/concrete soffit; 1nr layer 15mm thick GTEC Fire Board; (allow 25mm deflection); profile filler; See Siniat Project Pack and Wilmott Dixon mark ups for details and locations | 3 | m
11/1/1 | [6 empty] | To Collection: | 0
22-004I 10/03/2025 13:08:21 Page : 62
Wall Finishes
Bill | Section | Page | Ref | Description | Quantity | Unit | Rate | Extension | Activity
11 | 1 | 2 | A | K10/125K Gypsum board partition systems Type 11; Siniat DB-12Mr; overall thickness 22.5mm; dot and dab; lining to PCC lift shaft 3600-3900mm high | 19 | m
11 | 1 | 2 | B | 4200-4500mm high | 5 | m
11 | 1 | 2 | C | 4500-4800mm high | 13 | m
11 | 1 | 2 | D | not exceeding 300mm wide to reveals of openings | 62 | m
11 | 1 | 2 | E | Accessories abutments | 50 | m
11 | 1 | 2 | F | angles | 25 | m
11 | 1 | 2 | G | L30/135; Wall protection; galvanised; to Bin Store No NBS Clause MBT warehouse protection rails @ min. 200mm height; 76x51mm galvanised steel box section - https://react-am.co.uk/product-category/mbt-warehouse-protection-rails/ | 19 | m
11 | 1 | 2 | H | Extra over for internal corners | 6 | nr
11 | 1 | 2 | J | Extra over for internal corners | 4 | nr
11 | 1 | 2 | K | Extra over for end caps | 2 | nr
11/1/2 | [6 empty] | To Collection: | 0
22-004I 10/03/2025 13:08:21 Page : 63
Wall Finishes
Bill | Section | Page | Ref | Description | Quantity | Unit | Rate | Extension | Activity
11 | 1 | 3 | A | M20 Plastered/ rendered/ roughcast coatings Gypsum plaster skim coat on plasterboard 3mm skim; to all partitions and wall linings (Excludes fire protection beams and columns. Allowed floor to soffit for all partitions and wall linings) | 4940 | m2
11 | 1 | 3 | B | 3mm skim; to wall linings; not exceeding 300mm wide | 136 | m
11 | 1 | 3 | C | M40 Stone/Concrete/Quarry/Ceramic Tiling/Mosaic M40/110 Ceramic Tiles Type A; Ceramic feature wall tiles to main entrance space and Lift Lobby areas as noted on wall finishes drawing; Claybrook Studio (or similar); Product reference: Nettuno Parkland (or similar); Colour: Green; Finish: Glazed; Size: 60mm x 250mm; Thickness: 9.5mm; Grout: Mapei Ultracolour plus fast setting and drying, water repellent grout; Colour London Grey (119) to Architects approval as clause M40/875, M40/885. (Colour to align with external mortar colour to glazed green facing brickwork) Walls; 60mm x 250mm glazed tiles; plain, width exceeding 300mm; on plasterboard; to Reception & Support and Lift Lobby areas | 65 | m2
11 | 1 | 3 | D | Walls; 60mm x 250mm glazed tiles; plain, width not exceeding 300mm; on plasterboard; to Reception & Support | 11 | m
11 | 1 | 3 | E | M40/110 Ceramic Tiles Type B; Ceramic wall tiles to WCs and Showers as noted on wall finishes drawing; Claybrook Studio (or similar); Product reference: Nettuno Parkland (or similar); Colour: Green; Finish: Glazed; Size: 60mm x 250mm; Thickness: 9.5mm; Grout: Mapei Ultracolour plus fast setting and drying, water repellent grout; Colour London Grey (119) to Architects approval as clause M40/875, M40/885. (Colour to align with external mortar colour to glazed green facing brickwork) Walls; 60mm x 250mm glazed tiles; plain, width exceeding 300mm; on moisture resistant plasterboard; to WCs and Showers | 134 | m2
11 | 1 | 3 | F | Splashbacks to sinks; 250mm high | 13 | m
11 | 1 | 3 | G | Tile backer board as NBS M40/401 | 134 | m2
11 | 1 | 3 | H | Tanking system; Mapei MAPELASTIC AQUADEFENSE; as NBS M40/483 | 134 | m2
11 | 1 | 3 | J | M40/110 Ceramic Tiles Type C; Ceramic splash backs to cleaners' sinks; Claybrook Studio (or contractor's choice); Product reference: Nettuno Parkland (or contractor's choice); Colour: Green; Finish: Glazed; Size: 60mm x 250mm; Thickness: 9.5mm; Grout: Mapei Ultracolour plus fast setting and drying, water repellent grout; Colour London Grey (119) to Architects approval as clause M40/875, M40/885. (Colour to align with external mortar colour to glazed green facing brickwork) Splashbacks to Cleaners sinks; width exceeding 300mm; on plasterboard | 2 | m2
11 | 1 | 3 | K | Accessories Corner profile trims | 4 | m
11 | 1 | 3 | L | Edge trims | 84 | m
11 | 1 | 3 | M | Silicone sealant; to match wall tile colour | 17 | m
11 | 1 | 3 | N | M60 Painting/clear finishing M60/110 Water-based finishing coats Type A; Emulsion Paint to Plasterboard/Plastered Wall Generally; Location: Eggshell to High Trafficked Areas; Dulux Trade Diamond Matt Emlusion/Eggshell To plasterboard and skim walls; width exceeding 300mm | 3612 | m2
11 | 1 | 3 | P | To plasterboard and skim walls; width not exceeding 300mm | 1189 | m
11 | 1 | 3 | Q | M60/155; Fungicidal Paint; to Toilets, Showers; Dulux Mouldshield Fungicidal Eggshell To plasterboard and skim walls; width exceeding 300mm | 382 | m2
11 | 1 | 3 | R | M60/170 Silicate-based masonry coatings Type A; Keim Soldalit-ME Paint (White); To LV Switch & Bin Store To weather defence board walls; width exceeding 300mm | 147 | m2
11 | 1 | 3 | S | To weather defence board walls; width not exceeding 300mm | 22 | m
11/1/3 | [6 empty] | To Collection: | 0
22-004I 10/03/2025 13:08:21 Page : 64
Wall Finishes
Bill | Section | Page | Ref | Description | Quantity | Unit | Rate | Extension | Activity
11 | 1 | 4 | A | BWIC with metal stud partitions Allow for putty pads | 1 | item
11 | 1 | 4 | B | Allow for cutting out for sockets and switches | 1 | item
11 | 1 | 4 | C | Allow for cutting out for ducts and cable trays | 1 | item
11 | 1 | 4 | D | fire stopping to holes through partitions | 1 | item
11 | 1 | 4 | E | Acoustic/intumescent sealant to top of wall linings | 314 | m
11 | 1 | 4 | F | Acoustic/intumescent sealant to bottom of wall linings | 288 | m
11/1/4 | [6 empty] | To Collection: | 0
Collection Sheet | [7 empty] | £ p
Page Total : 11/1/1 | [7 empty] | 0
Page Total : 11/1/2 | [7 empty] | 0
Page Total : 11/1/3 | [7 empty] | 0
Page Total : 11/1/4 | [7 empty] | 0
[7 empty] | Total : | 0
22-004I 10/03/2025 13:08:21 Page : 66
Floor Finishes
Bill | Section | Page | Ref | Description | Quantity | Unit | Rate | Extension | Activity
12 | 1 | 1 | A | FLOOR FINISHES Floor finishes as per drawings DGW1-BBA-Z1-00-DR-A-8151, 01-DR-A-8151, 02-DR-A-8151, 03-DR-A-8151, 04-DR-A-8151, 05-DR-A-8151, DGW1-BBA-Z1-ZZ-DR-A-7601, 7602, 7611, 7612 and DGW1-BBA-Z1-ZZ-SK-A-6911. Tanking/Screeding Type 07 - Cold applied tanking Type B; Sikafloor -420 moisture triggered polyurethane resin coating; as J30/110B Width > 300mm | 24 | m2
12 | 1 | 1 | B | Minimum 40mm thick proprietary quick drying levelling screed Type B to suit Terrazo finish GF; Mapei TOPCEM; as M10/130B Width > 300mm | 30 | m2
12 | 1 | 1 | C | 57mm screed under matwell GF as per drawing DGW1-BBA-Z1-ZZ-SK-A-6911 Width > 300mm | 20 | m2
12 | 1 | 1 | D | 45mm cementitious screed to stair half landings Width > 300mm | 35 | m2
12 | 1 | 1 | E | 15mm latex screed to stair main landings Width > 300mm | 50 | m2
12 | 1 | 1 | F | Type 12 - Surface sealer to wearing screeds Type A; Watco UK Ltd Universal Sealer Dustproofer; as M10/680A Width > 300mm | 65 | m2
12/1/1 | [6 empty] | To Collection: | 0
22-004I 10/03/2025 13:08:21 Page : 67
Floor Finishes
Bill | Section | Page | Ref | Description | Quantity | Unit | Rate | Extension | Activity
12 | 1 | 2 | A | Raised Access Flooring Raised access floor: Kingspan Data & Flooring RHG600; as K41/130 SSL +150mm | 3181 | m2
12 | 1 | 2 | B | SSL +138mm | 67 | m2
12 | 1 | 2 | C | Perimeter cantilever along grid line A, 8 & 11 as shown on drg DGW1 BBA Z1 ZZ DR A 7673 | 136 | m
12 | 1 | 2 | D | Provide 600 x 900mm oversize panels to maintain a mimimum cut size of not less than half full width and half full length of a standard panel | 573 | nr
12 | 1 | 2 | E | In accordance with good practice, leave a 10mm expansion gap between all panel edges and building abutments and seal with a fire retardant closed cell filler | 1066 | m
12 | 1 | 2 | F | Vacuum clean sub-floor surface and apply two coats of tinted waterbased PVA dustproof sealer. | 3222 | m2
12 | 1 | 2 | G | Post Installation Visit (PIV) to lift up raised floor panels and vacuum clean all acessible areas of the floor void, excluding around services and under trapped tiles. Includes for minor de-rock where necessary. | 3222 | m2
12 | 1 | 2 | H | Pre mark pedestal positions on sub floors | 3222 | m2
12 | 1 | 2 | J | Allowance for cut outs/gromets in panels | 3222 | m2
12 | 1 | 2 | K | Protection allowance | 3222 | m2
12 | 1 | 2 | L | Removal of protection on completion | 3222 | m2
12 | 1 | 2 | M | Electrical continuity testing | 3222 | m2
12 | 1 | 2 | N | Earth bonding | 1 | Item
12 | 1 | 2 | O | Allowance for secondary bridging; due to need to span over services in floor zone | 1 | Item
12 | 1 | 2 | P | 75mm Jablite void former and 75mm screed as per drawing DGW1-BBA-Z1-ZZ-SK-A-6911 (Note: Drawing 7426 Roof Section Detail states 75mm screed onto EPS250 NBS M10/130 - M10/130 doesn't seem to correspond and EPS250 / Jabite not found in NBS) Width > 300mm | 23 | m2
12 | 1 | 2 | Q | 6mm cement particle board to wet areas; as Floor Finishes notes (no specification) Width > 300mm | 85 | m2
12/1/2 | [6 empty] | To Collection: | 0
22-004I 10/03/2025 13:08:21 Page : 68
Floor Finishes
Bill | Section | Page | Ref | Description | Quantity | Unit | Rate | Extension | Activity
12 | 1 | 3 | A | Carpeting Type 01 - Carpet tiling Type A; Tarkett Desso Retrace, colour and pattern TBA with client; as M50/130A Width > 300mm | 387 | m2
12 | 1 | 3 | B | Width > 300mm; to half landings of staircases | 47 | m2
12 | 1 | 3 | C | To treads of staircases; 250mm wide | 282 | m
12 | 1 | 3 | D | To risers of staircases; approx. 169mm high | 304 | m
12 | 1 | 3 | E | Type 02 - Accent carpet tiling Type B; Tarkett Desso Retrace, colour and pattern TBA with client; as M50/130B Width > 300mm | 46 | m2
12 | 1 | 3 | F | Type 09 - Anti-static carpet tiling Type C; Tarkett Desso Essence Carpet Tiles; as M50/130C Width > 300mm | 9 | m2
12/1/3 | [6 empty] | To Collection: | 0
22-004I 10/03/2025 13:08:21 Page : 69
Floor Finishes
Bill | Section | Page | Ref | Description | Quantity | Unit | Rate | Extension | Activity
12 | 1 | 4 | A | Tiling Type 04 - Feature terrazzo tiles Type B; Quiligotti Terrazzo Tiles Ltd Terrazzo Slip Resistant 597x597mm tiles, colour TBA with client; as M41/110B To entrance; Width > 300mm | 30 | m2
12 | 1 | 4 | B | Matching tile skirting, including metal capping trim | 13 | m
12 | 1 | 4 | C | Allow for movement / expansion joints as necessary; movement joints to be filled with Mapei MAPESIL LM silicone sealant as in colour to match grout; as M41/110B | 1 | Item
12 | 1 | 4 | D | Type 05 - Terrazzo effect tiles Type A; CTD Architectural Stracciatella 600x600mm tiles, colour Miscela-R Grafito (TBA with client); as M41/110A To WC's; Width > 300mm | 89 | m2
12 | 1 | 4 | E | Matching tile skirting, including metal capping trim | 160 | m
12 | 1 | 4 | F | Allow for movement / expansion joints as necessary; movement joints to be filled with Mapei MAPESIL LM silicone sealant as in colour to match grout; as M41/110A | 1 | Item
12 | 1 | 4 | G | Type 11 - Terrazzo effect tiles slip resistant Type C; CTD Architectural Venice Villa 600x600mm tiles, colour Silver (TBA with client); as M41/110C To showers; Width > 300mm | 14 | m2
12 | 1 | 4 | H | Matching tile skirting, including metal capping trim | 24 | m
12 | 1 | 4 | J | Allow for movement / expansion joints as necessary; movement joints to be filled with Mapei MAPESIL LM silicone sealant as in colour to match grout; as M41/110C | 1 | Item
12 | 1 | 4 | K | Vinyl Sheet Flooring Type 06 - Vinyl sheet; Tarkett Ltd Sfetred ION Linen (Compact), colour/pattern TBA with client; as M50/150 Width > 300mm | 10 | m2
12 | 1 | 4 | L | Capped Coved Skirting on continuous former; as M50/150 & M50/770A Skirting | 23 | m
12/1/4 | [6 empty] | To Collection: | 0
22-004I 10/03/2025 13:08:21 Page : 70
Floor Finishes
Bill | Section | Page | Ref | Description | Quantity | Unit | Rate | Extension | Activity
12 | 1 | 5 | A | Barrier Matting Type 03 - Entrance matting; Gradus Esplanade 6000 Primary Barrier Matting; as N10/300 Width > 300mm | 28 | m2
12 | 1 | 5 | B | Type 10 - Secondary barrier matting tiles Type D; Tarkett Desso Protect Carpet Tiles 500x500mm; as M50/130D Width > 300mm | 21 | m2
12 | 1 | 5 | C | Floor Trims Gradus XT Aluminium Stair Edgings (ADXT3); as M50/750 Stair edging to nosings | 304 | m
12 | 1 | 5 | D | Gradus Aluminium cover; as M50/740 At doors | 120 | m
12 | 1 | 5 | E | Between Terrazzo tiles and entrance matting | 8 | m
12 | 1 | 5 | F | Risersafe metal grating (assumed) Width > 300mm | 0 | m2
12 | 1 | 5 | G | Skirtings Softwood skirting; American White Oak, Splayed profile; as P20/110 Skirting | 319 | m
12 | 1 | 5 | H | Painting and Decorating Decoration to softwood skirting; Dulux Trade Ecosure Water Based Gloss, one initial coat, one undercoat and two finishing coats; as M60/130A Isolated surfaces; girth not exceeding 300mm | 319 | m
12/1/5 | [6 empty] | To Collection: | 0
Collection Sheet | [7 empty] | £ p
Page Total : 12/1/1 | [7 empty] | 0
Page Total : 12/1/2 | [7 empty] | 0
Page Total : 12/1/3 | [7 empty] | 0
Page Total : 12/1/4 | [7 empty] | 0
Page Total : 12/1/5 | [7 empty] | 0
[7 empty] | Total : | 0
22-004I 10/03/2025 13:08:21 Page : 72
Ceiling Finishes
Bill | Section | Page | Ref | Description | Quantity | Unit | Rate | Extension | Activity
13 | 1 | 1 | A | CEILING FINISHES Ceiling finishes as per drawings DGW1-BBA-Z1-00-DR-A-8051, 01-DR-A-8051, 02-DR-A-8051, 03-DR-A-8051, 04-DR-A-8051 and 05-DR-A-8051. Soffit Linings Type 06 - Exposed soffit Soffits | 70 | m2
13 | 1 | 1 | B | Type 07 - High-impact insulated soffit slab Type A; Rockwool Soffit Slab; as P10/185A Soffits; 130mm + 70mm thick | 46 | m2
13 | 1 | 1 | C | 6mm thick rigid fibre cement board | 46 | m2
13 | 1 | 1 | D | Type 09 - External Insulated Soffit; Rockwool Soffit Slab Type B; as P10/185B Soffits; 130mm + 70mm thick | 46 | m2
13 | 1 | 1 | E | Type 08 - External Rendered Soffit; Proprietary cement gauged render, include for render, cement boards, support system and insect mesh; all as M21/210 To exterior entrance canopy and balconys; Width > 300mm | 283 | m2
13 | 1 | 1 | F | Stainless Steel Access Panel; as M21/260 Access panels UK; Chigwell, Essex IG7 4LZ To exterior entrance canopy soffit; 300x300mm | 2 | Nr
13/1/1 | [6 empty] | To Collection: | 0
22-004I 10/03/2025 13:08:21 Page : 73
Ceiling Finishes
Bill | Section | Page | Ref | Description | Quantity | Unit | Rate | Extension | Activity
13 | 1 | 2 | A | Plasterboard Bulkheads Note: Locations of bulkheads measured as indicated on Reflected Ceiling Plans 8051. However, heights of bulkheads Type 12 & 13 have been measured as indicated on drawings BBA-Z1-ZZ_DR-A-7675 & 7676 (i.e. difference between two adjacent ceilings) and the ceiling plan key descriptions of "Bulkhead up to 1.5m" and "Bulkhead up to 3.6m" have been ignored, as it is not clear how they correspond to the bulkhead requirements. Bulkheads to ceiling type 01; Suspended MF plasterboard bulkhead; hung from soffit to close off open end of suspended ceiling; refer to siniat project pack 105 - 108 and drawings BBA-Z1-ZZ-DR-A-7601 & 7611 390mm high (at stairs) | 2 | m2
13 | 1 | 2 | B | 420mm high (at stairs) | 7 | m2
13 | 1 | 2 | C | Bulkheads to ceiling type 01; Suspended MF plasterboard bulkhead; between differing heights of adjacent ceilings (assumed similar to ceiling type 10 bulkheads, drawings 7675 and 7676); refer to siniat project pack 105 - 108 548mm high with 100mm return at joint with higher level ceiling (at circulation/reception) | 1 | m2
13 | 1 | 2 | D | 900mm high with 100mm return at joint with higher level ceiling (at WC's) | 11 | m2
13 | 1 | 2 | E | Bulkheads to ceiling type 10; Suspended MF plasterboard bulkhead; between differing heights of adjacent ceilings; refer to drawings DGW1-BBA-Z1-ZZ-DR-A-7675 and 7676. 323mm high with 100mm return at joint with higher level ceiling (assume height of 1053mm shown on drawing 7676 is incorrect, based on ceiling heights stated on plans) | 11 | m2
13 | 1 | 2 | F | 1053mm high with 100mm return at joint with higher level ceiling (as drawing 7675) | 7 | m2
13/1/2 | [6 empty] | To Collection: | 0
22-004I 10/03/2025 13:08:21 Page : 74
Ceiling Finishes
Bill | Section | Page | Ref | Description | Quantity | Unit | Rate | Extension | Activity
13 | 1 | 3 | A | Plasterboard Ceilings Type 01 and 10 - Suspended MF Plasterboard ceiling Type A; Siniat 12.5mm GTEC Standard Board on MFC2330 GTEC Metal Angle hangers at 1200mm centres; all as K10/220A Width > 300mm | 301 | m2
13 | 1 | 3 | B | Allow for 18mm plywood pattress with GTEC Pattress Brackets fixed at 300mm centres where required for the support of blind track and M&E lighting | 1 | Item
13 | 1 | 3 | C | Type 02 - Suspended MF Plasterboard MR ceiling Type B; Siniat 12.5mm GTEC Moisure Board on MFC2330 GTEC Metal Angle hangers at 1200mm centres; all as K10/220B Width > 300mm | 15 | m2
13 | 1 | 3 | D | Allow for 18mm plywood pattress with GTEC Pattress Brackets fixed at 300mm centres where required for the support of blind track and M&E lighting | 1 | Item
13 | 1 | 3 | E | Perimeter edge detail; including 6mm continuous beads of GTEC Intumescent Acoustic Sealant around the perimeter of the framing or to the edge of outer layers of board, ensuring that all air-paths are sealed To plasterboard ceilings | 702 | m
13 | 1 | 3 | F | Plasterwork Skim coat plaster on plasterboard linings (assumed) Width > 300mm | 354 | m2
13/1/3 | [6 empty] | To Collection: | 0
22-004I 10/03/2025 13:08:21 Page : 75
Ceiling Finishes
Bill | Section | Page | Ref | Description | Quantity | Unit | Rate | Extension | Activity
13 | 1 | 4 | A | Suspended Ceilings Type 03 - Suspended Class A Perforated Metal Ceiling Planks Type A; SAS200 or similar approved including concealed suspended ceiling grid, SAS J-bar suspension and acoustic mineral wool pad insulation with black tissue face, foil back and sides; as K40/115A Width > 300mm | 249 | m2
13 | 1 | 4 | B | Perimeter trim; as recommended by manufacturer | 320 | m
13 | 1 | 4 | C | Type 04 - Suspended Feature Linear Metal Plank Ceiling Type B; BXD Multi-panel or similar approved including metal suspended ceiling hangers; as K40/115B Width > 300mm | 40 | m2
13 | 1 | 4 | D | Perimeter detail; as recommended by manufacturer | 25 | m
13 | 1 | 4 | E | Type 05 - Suspended Tegular Lay-in Grid Ceiling Type D; Rockfon Blanka 600x600mm including suspension system as recommended by manufacturer; as K40/115D Width > 300mm | 10 | m2
13 | 1 | 4 | F | A-edge perimeter with wall angle trim | 28 | m
13 | 1 | 4 | G | Shadow batten to perimeters (assumed) To suspended ceilings | 374 | m
13 | 1 | 4 | H | Painting & Decorating Decoration to plastered ceilings; Dulux Trade Ecosure Matt Type B, one thinning coat and two finishing coats; as M60/110B Colour White > 300mm wide | 304 | m2
13 | 1 | 4 | J | Colour Dark Grey TBA > 300mm wide | 51 | m2
13 | 1 | 4 | K | Decoration to shaddow battens (assumed) Two coats matte black emulsion | 374 | m
13/1/4 | [6 empty] | To Collection: | 0
Collection Sheet | [7 empty] | £ p
Page Total : 13/1/1 | [7 empty] | 0
Page Total : 13/1/2 | [7 empty] | 0
Page Total : 13/1/3 | [7 empty] | 0
Page Total : 13/1/4 | [7 empty] | 0
[7 empty] | Total : | 0
22-004I 10/03/2025 13:08:21 Page : 77
FF&E
Bill | Section | Page | Ref | Description | Quantity | Unit | Rate | Extension | Activity
14 | 1 | 1 | A | FITTINGS, FURNISHINGS & EQUIPMENT N FURNITURE/EQUIPMENT N10 GENERAL FIXTURES/FURNISHINGS/ EQUIPMENT Purpose-made Reception Desk; See NBS clause N10/110 Bespoke reception desk to entrance lobby, with scalloped Oak veneer frontage, recycled plastic worktop, and fluted glass privacy screen; To follow design intent as shown on drawing Reception Desk; Services/Worktop: Coordination required by furniture manufacturer with Mechanical & Electrical Subcontractor drawings. Lighting: Behind counter lighting with concealed fixings all in accordance with Electrical Engineers specification; See Architect drawing number DGW1-BBA-Z1-00-DR-A-7202 P04 for details SC design as NBS clause N10/20 | 1 | Item
14 | 1 | 1 | B | 'L' Shaped reception/welcome desk; 2460/2100mm long x 600mm wide x 720mm high with upper section 1150mm long x 340mm wide x 400mm high; with under counter integrated lockable drawers and cupboards required for staff. Assume light and power to be picked up by MEP SC | 1 | Item
14 | 1 | 1 | C | Vanity Unit/Wash trough; See NBS clause N10/110 Description: Solid Surface Vanity Unit/Trough to WCs; Manufacturer: Excelsior Panelling Systems Ltd; Product reference: Magma Solid Surface Washtrough Units (TR/SL1 ); Materials - Body: 13 mm Solid Surface; Size: 800; Water supply, overflow and waste holes; Waste: Wastes are included within the trough design for the SL option. Secret fixed and not visible to the eye; Integral accessories: Hinged access panels with keyed budget lock; Edges: Square internal corners/junctions as standard; Material: Solid Grade Laminate to match Excelsior Marina IPS (K32); Panel: Solid Grade Laminate to match Excelsior Marina IPS (K32); Type: 500 mm bed depth x 800 mm overall rim height, 250 mm front Apron (no rear upstand). The worktop has 50 mm front and side rim sections with a 120 mm rear tap bed. Sloping Internal Trough bed with a continuous rear groove channelling water into a central slot with hidden under chamber c/w waste tray detail; Form: Floor-mounted; Dimensions: Manufacturer's Standard; Other requirements: To be read in conjunction with N13/341 for tap requirements 700mm long x 350mm wide | 8 | Nr
14 | 1 | 1 | D | 780mm long x 300mm wide | 6 | Nr
14 | 1 | 1 | E | 780mm long x 500mm wide | 4 | Nr
14 | 1 | 1 | F | Shelving system; See NBS clause N10/160 Spur shelving to Cleaners Stores; 3nr wall mounted shelves; pur pre finished steel wall rails and shelf brackets, laminate faced and lipped solid MDF shelves, all necessary fittings and fastenings. | 5 | Nr
14 | 1 | 1 | G | Benches Type A; See NBS clause N10/170 Timber Benched seating to shower areas; Manufacturer: Excelsior Panelling Systems Ltd; Product reference: Hydroline Square Ash 1280mm long | 2 | Nr
14 | 1 | 1 | H | Chairs Type A; See NBS clause N10/177 Task Chair to reception; Standard: To BS EN 1335-2; Manufacturer: Humanscale; Product reference: Liberty Task Chair (or similar); Adjustability: Heights of seat and armrests | 1 | Nr
14 | 1 | 1 | K | Timber Back Board to Fire Extinguishers; See NBS clause P20/290 No details; allow sum | 1 | Item
14/1/1 | [6 empty] | To Collection: | 0
22-004I 10/03/2025 13:08:21 Page : 78
FF&E
Bill | Section | Page | Ref | Description | Quantity | Unit | Rate | Extension | Activity
14 | 1 | 2 | A | SIGNAGE N14 General internal signage systems Specialist Design as N14/20 | 1 | Item
14 | 1 | 2 | B | Signage system Type A; See NBS clause N14/110 Description: Secret fix Built-up brushed brass lettering to behind reception desk. Sign type: Brushed Brass letters Lettering - Font: To be agreed with Client. Size: To coordinate with tiling (currently 250mm tall but TBA) Thickness: 30mm (or similar approved) See Architect drawing number BBA-Z1-00-DR-A-7202 P04 | 1 | Item
14 | 1 | 2 | C | N15 Internal fire and safety signage systems Specialist Design as N15/20 | 1 | Item
14 | 1 | 2 | D | Fire and safety signage systems; see NBS clause N15/110 Description: Photo luminescent Fire Safety Signs to BS 5499 Part 1 and 4 and PSPA standard 002 pt 1; Unless specified otherwise all signs to be from one manufacturers range. Inform the contract administrator of proposed manufacturer and range prior to manufacture; Material: Aluminium plate; Other properties: Photoluminescent | 1 | Item
14 | 1 | 2 | E | Safety signage systems; see NBS clause N15/120 Description: Prohibition, Mandatory action, Hazard and Safe Condition safety signs to BS 5499 Part 1; Unless specified otherwise all signs to be from one manufacturers range. Inform the contract administrator of proposed manufacturer and range prior to manufacture; | 1 | Item
14 | 1 | 2 | F | S09 no means of escape | 0 | nr
14 | 1 | 2 | G | S10 in the event of fire avoid lift | 5 | nr
14 | 1 | 2 | H | S13 fire door keep shut | 33 | nr
14 | 1 | 2 | I | S14 fire door keep locked | 26 | nr
14 | 1 | 2 | J | S15 automatic fire door keep clear | 5 | nr
14 | 1 | 2 | K | S20 fire escape keep clear | 0 | nr
14 | 1 | 2 | L | S22 fire exit | 37 | nr
14 | 1 | 2 | M | S33 dry riser | 4 | nr
14 | 1 | 2 | N | S34 wet riser | 0 | nr
14 | 1 | 2 | O | S40 refuge keep clear | 12 | nr
14 | 1 | 2 | P | Internal Signage Systems Brushed aluminium Tank room | 1 | nr
14 | 1 | 2 | Q | Comms room | 1 | nr
14 | 1 | 2 | R | Cleaners store | 5 | nr
14 | 1 | 2 | S | Shower | 3 | nr
14 | 1 | 2 | T | WC | 18 | nr
14 | 1 | 2 | U | ACC WC | 5 | nr
14 | 1 | 2 | V | Reception | 1 | nr
14 | 1 | 2 | W | Lobby | 10 | nr
14 | 1 | 2 | X | Lift 1 | 10 | nr
14 | 1 | 2 | Y | Lift 2 | 10 | nr
14 | 1 | 2 | Z | Completion Spares; see NBS clause N15/920 | 1 | Item
14 | 1 | 2 | AA | Specialist tools; see NBS clause N15/930 | 1 | Item
14 | 1 | 2 | BB | N91 External signage and interpretation Specialist Design as N91/20 and N91/205 | 1 | Item
14 | 1 | 2 | CC | Proprietary signage system Type A; see NBS clause N91/110 Large format built-up 3D metal building name to East elevation; Electrical supplies: Allow for illumination (TBA); Finish: PPC to match curtain walling system; 1m tall lettering; Font: To Architect and Client's Approval; 'G A T E W A Y O N E o'; See Architect drawing number DGW1-BBA-Z1-ZZ-DR-A-3001 P10 for details | 1 | Item
14 | 1 | 2 | DD | Proprietary signage system Type B; see NBS clause N91/110 Built-up 3D lettering to main entrance; Electrical supplies: Allow for illumination (TBA); Finish: PPC to match curtain walling system; 1m tall lettering; Font: To Architect and Client's Approval; 'G A T E W A Y O N E o'; See Architect drawing number DGW1-BBA-Z1-ZZ-DR-A-3002 P11 for details | 1 | Item
14 | 1 | 2 | EE | Completion Spare parts; see NBS clause N91/925 | 1 | Item
14 | 1 | 2 | FF | Specialist tools; see NBS clause N91/930 | 1 | Item
14/1/2 | [6 empty] | To Collection: | 0
Collection Sheet | [7 empty] | £ p
Page Total : 14/1/1 | [7 empty] | 0
Page Total : 14/1/2 | [7 empty] | 0
[7 empty] | Total : | 0
22-004I 10/03/2025 13:08:21 Page : 80
Sanitaryware
Bill | Section | Page | Ref | Description | Quantity | Unit | Rate | Extension | Activity
15 | 1 | 1 | A | SANITARY INSTALLATIONS N FURNITURE EQUIPMENT N13 SANITARY APPLIANCE FITTINGS Specialist design; see NBS clause N13/20 | 1 | item
15 | 1 | 1 | B | WC pans Type A; See NBS clause N13/300 WCs with concealed cisterns and infrared flushing - to WCs; Ideal Standard; Strada II Wall mounted WC pan (or similar) | 18 | Nr
15 | 1 | 1 | C | Unisex accessible WC equipment packages (Document M); See NBS clause N13/311 Manufacturer: Ideal Standard (or similar) Product reference: Doc M Close coupled pack | 5 | Nr
15 | 1 | 1 | D | Accessible shower equipment packages Type B ; See NBS clause N13/312 Doc M accessible shower pack with proprietary accessible shower tray and enclosure; Manufacturer: Ideal Standard (or similar approved); Product reference: Doc M shower Room Pack with exposed lever operated electronic shower control unit; Finish/ colour - Seat, folding: to be confirmed by Architect to provide required visual contrast; Back support: to be confirmed by Architect to provide required visual contrast; Handrails and grab bars: to be confirmed by Architect to provide required visual contrast; Shower fittings: Electronic shower control unit, exposed - 6ltrs/min max for BREEAM, Lever Operated for accessibility | 1 | Nr
15 | 1 | 1 | E | Floor drain Type A; See NBS clause N13/??? To accessible shower (screed laid to falls). Manufacturer: Alumasc Exterior Products Product reference: Vari-Level Floor Gully & Access Cover - with stainless steel trapped gully body assembly, and stainless steel satin finished non-slip grating. | 1 | Nr
15 | 1 | 1 | F | Sinks Type A; See NBS clause N13/331 Cleaners Sinks; Standard: BS EN 14688 & BS EN 31. Manufacturer: Ideal Standard (or similar approved); Product reference: Birch 51cm with bucket grating. | 5 | Nr
15 | 1 | 1 | G | Vanity tops with formed washbasins; See NBS clause N13/341 Water supply fittings: Infrared Thermostatic basin mixer taps, one per basin Flow rate (maximum): Restricted to 4L/min or less for BREEAM Manufacturer: Bristan Product reference: Infrared Thermostatic Basin Spout (IRBS2-CP) Operation: Proximity sensor (TAPS ONLY - SEE FF&E BQ FOR VANITY UNITS) | 18 | Nr
15 | 1 | 1 | H | Shower thermostatic water supply sets Type A; See NBS clause N13/375 Shower with tray and enclosure; Manufacturer: Ideal Standard; Product reference: Simplicity low-profile (or similar); Size: 1400mm x 900mm (1410 x 910); Material: Acrylic capped ABS lightweight atone resin Shower fittings: Electric Thermostatic shower mixer, exposed with flow limited to 6L/min (9.5kW as advised by MEP Engineer); Manufacturer: Aquas (or similar approved); Product reference: AquaMax Flex manual Eco 9.5kW Matt Black Electric Shower; Finish: Black Matt; Enclosure: 1400 Slider door with Idealclean clear safety glass alcove enclosure | 2 | Nr
15 | 1 | 1 | J | Clothes hooks Type A; See NBS clause N13/429 Manufacturer: Ideal Standard (or similar approved); Product reference: IOM Single Robe Hook (or similar approved) Colour: Silk Black (XG) Dimensions: 48 x 45 x 48 mm. | 22 | Nr
15 | 1 | 1 | K | Handrails and grab bars; See NBS clause N13/436 To Showers | 2 | Nr
15 | 1 | 1 | L | Mirrors; See NBS clause N13/438 450 x 1700 x 6mm thick | 2 | Nr
15 | 1 | 1 | M | 500 x 1500 x 6mm thick | 6 | Nr
15 | 1 | 1 | N | 700 x 1020 x 6mm thick | 8 | Nr
15 | 1 | 1 | P | 765 x 1020 x 6mm thick | 2 | Nr
15 | 1 | 1 | Q | 777.5 x 1020 x 6mm thick | 8 | Nr
15 | 1 | 1 | R | Soap dispensers Type A; See NBS clause N13/458 Manufacturer: Ideal Standard (or similar approved); Product reference: IOM soap dispenser wall mounted 800ml stainless steel (or similar approved) | 23 | Nr
15 | 1 | 1 | S | Toilet roll holders Type A; See NBS clause N13/462 Toilet roll holder, wall mounted; Manufacturer: Armitage Shanks Product reference: Conca toilet roll holder round (or similar approved); Material/ finish: Chrome | 18 | Nr
15 | 1 | 1 | T | Hand dryers; See NBS clause N13/472 Description: High-velocity air dryers - In accordance with the M&E Engineers drawings and specifications. Hand driers to contrast visually with adjacent wall finish; Standard: To BS EN 60335-2-23; Type: High-velocity air; Manufacturer: Dyson (or similar); Operation: Automatic operation, hand drying only | 23 | Nr
15 | 1 | 1 | U | Waste bins; See NBS clause N13/??? Waste disposal bin | 24 | Nr
15 | 1 | 1 | V | Sealant for pointing; See NBS clause N13/580 silicone sealant to sanitaryware (Approximate quantity) | 200 | m
15/1/1 | [6 empty] | To Collection: | 0
22-004I 10/03/2025 13:08:21 Page : 81
Sanitaryware
Bill | Section | Page | Ref | Description | Quantity | Unit | Rate | Extension | Activity
15 | 1 | 2 | A | INTEGRATED PLUMBING SYSTEMS K LININGS/ SHEATHING/ DRY PARTITIONING K32 PANEL CUBICLES/ DUCT AND WALL LININGS/ SCREENS Specialist SC design | 1 | Item
15 | 1 | 2 | B | K32/150; Duct wall lining systems Manufacturer: Excelsior Panelling Systems Ltd; Product reference: Mariner SGL Duct Panel IPS (Mariner SGL Duct Panel IPS Full Height On Wood Frames); Panels: 12 mm Solid Compact Grade Laminate; Supporting frame - Wall panels: Subframe - 40 x 20 mm ALUMINIUM FRAME SYSTEM, with 12 mm SGL flash gap. Sole Plate 25 mm WBP Plywood (to be packed level to 25 mm AFFL). Panels pre-hung onto subframe using steel hook on clips and nylon push fit clips as required; Flash gap panels: 12 mm Solid Grade Laminate; Colour/ Finish: TBA; Edges: Black core radius and polished edge finish; Other requirements: Standard support systems may not be compatible with all sanitary flushing systems - enquire before placing order once flushing system has been agreed. provide samples; as NBS Clause K32/210 | 1 | Item
15 | 1 | 2 | C | provide control samples; as NBS Clause K32/220 | 1 | Item
15 | 1 | 2 | D | Duct wall lining systems to WCs; 'L' shaped 800mm wide x 500mm deep x 2100mm high; see Architect drawing number DGW1-BBA-Z1-ZZ-DR-A-5003 P03 | 4 | Nr
15 | 1 | 2 | E | to WCs; 'L' shaped 720mm wide x 350mm deep x 2100mm high; see Architect drawing number DGW1-BBA-Z1-ZZ-DR-A-5004 P03 | 8 | Nr
15 | 1 | 2 | F | to WCs; 'L' shaped 800mm wide x 310mm deep x 2100mm high; see Architect drawing number DGW1-BBA-Z1-ZZ-DR-A-5005 P03 | 4 | Nr
15 | 1 | 2 | G | to WCs; 'L' shaped 790mm wide x 300mm deep x 2100mm high; see Architect drawing number DGW1-BBA-Z1-ZZ-DR-A-5006 P03 | 2 | Nr
15 | 1 | 2 | M | BWIC holes in solid grade laminate panels for WC's | 18 | Nr
15 | 1 | 2 | N | holes in solid grade laminate panels for dual flush plates | 18 | Nr
15 | 1 | 2 | P | holes in solid grade laminate panels for recessed wash hand basins | 18 | Nr
15 | 1 | 2 | Q | Z BUILDING FABRIC REFERENCE SPECIFICATION Z22 SEALANTS Waterproof and mould resistant sealant to perimeter of IPS | 172 | m
15/1/2 | [6 empty] | To Collection: | 0
Collection Sheet | [7 empty] | £ p
Page Total : 15/1/1 | [7 empty] | 0
Page Total : 15/1/2 | [7 empty] | 0
[7 empty] | Total : | 0
22-004I 10/03/2025 13:08:21 Page : 83
M&E
Bill | Section | Page | Ref | Description | Quantity | Unit | Rate | Extension | Activity
16 | 1 | 1 | A | MECHANICAL, ELECTRICAL & LIFT INSTALLATIONS MECHANICAL INSTALLATIONS Mechanical Installations Quotation | 1 | Item
16 | 1 | 1 | C | Add for attendances | 1 | Item
16 | 1 | 1 | D | Builder's Work Allow for all builder's work in connection with the mechanical services | 1 | Item
16 | 1 | 1 | E | Testing and Commissioning Test and commission | 1 | Item
16 | 1 | 1 | F | Provide as built drawings and documentation for H&S file | 1 | Item
16 | 1 | 1 | G | Mechanical design | 1 | Item
16/1/1 | [6 empty] | To Collection: | 0
22-004I 10/03/2025 13:08:21 Page : 84
M&E
Bill | Section | Page | Ref | Description | Quantity | Unit | Rate | Extension | Activity
16 | 1 | 2 | A | ELECTRICAL INSTALLATIONS Electrical Installations Quotation | 1 | Item
16 | 1 | 2 | C | Add for attendances | 1 | Item
16 | 1 | 2 | D | Builder's Work Allow for all builder's work in connection with the electrical services | 1 | Item
16 | 1 | 2 | E | Testing and Commissioning Test and commission | 1 | Item
16 | 1 | 2 | F | Provide as built drawings and documentation for H&S file | 1 | Item
16 | 1 | 2 | G | Electrical design | 1 | Item
16 | 1 | 2 | H | Additional Items PFC & Harmonic correction | 1 | Item
16 | 1 | 2 | J | Additional PV for future - Basd on Architects roof layout | 1 | Item
16 | 1 | 2 | K | Acoustic insulation to Lossnay heat recovery units - Not specified but will need input from acoustician | 1 | Item
16/1/2 | [6 empty] | To Collection: | 0
22-004I 10/03/2025 13:08:21 Page : 85
M&E
Bill | Section | Page | Ref | Description | Quantity | Unit | Rate | Extension | Activity
16 | 1 | 3 | A | X TRANSPORT SYSTEMS X10 LIFTS See Architect drawing number DGW1-BBA-Z1-ZZ-DR-A-7620 P01 SC Design | 1 | Item
16 | 1 | 3 | B | Lift 1 - Ground floor to fourth floor; total rise 17,175mm; 5nr stops | 1 | nr
16 | 1 | 3 | C | Lift 2 (Evac Lift) - Ground floor to fifth floor; total rise 22,200mm; 6nr stops | 1 | nr
16 | 1 | 3 | D | BWIC Lifting beams; to 2nr lifts | 2 | nr
16 | 1 | 3 | D | Drill & fix with mechanical anchors | 2 | nr
16 | 1 | 3 | E | Test lifting beams; to 2nr lifts | 2 | nr
16 | 1 | 3 | F | Return visit Return visit to commission lifts once permanent power connected | 1 | Item
16 | 1 | 3 | H | Protection Protect lift cars and doors from damage | 1 | Item
16 | 1 | 3 | K | Maintenance 12 months maintenance period | 1 | Item
16 | 1 | 3 | M | Metal door surrounds; if required Stainless steel door surround to lift door openings; 1200 x 2200mm | 11 | nr
16/1/3 | [6 empty] | To Collection: | 0
Collection Sheet | [7 empty] | £ p
Page Total : 16/1/1 | [7 empty] | 0
Page Total : 16/1/2 | [7 empty] | 0
Page Total : 16/1/3 | [7 empty] | 0
[7 empty] | Total : | 0
22-004I 10/03/2025 13:08:21 Page : 87
Phase 0 - Substructure Drainage
Bill | Section | Page | Ref | Description | Quantity | Unit | Rate | Extension | Activity
17 | 1 | 1 | A | Q PAVING / PLANTING / FENCING / SITE FURNITURE Q10 KERBS / EDGINGS / CHANNELS / PAVING ACCESSORIES Channels ACO Q-max 225 drainage channels; 50 thick sand blinding; 150 thick C20/25A concrete bed and surround; as drawing DWG1-BJB-Z0-SL-DR-C-00611; include for all excavation and disposal of surplus excavated material off site straight | 70 | m
17 | 1 | 1 | B | extra for; outlet | 5 | no
17 | 1 | 1 | C | extra for; stop end | 4 | no
17 | 1 | 1 | D | R DISPOSAL SYSTEMS R12 DRAINAGE BELOW GROUND Excavating trenches; include for disposal of surplus excavated material off site, earthwork support, consolidation of trench bottom, working space and backfill with selected excavated material For pipes; not exceeding 200 nominal size 500 average depth | 4 | m
17 | 1 | 1 | E | 750 average depth | 44 | m
17 | 1 | 1 | F | 1000 average depth | 61 | m
17 | 1 | 1 | G | 1250 average depth | 15 | m
17 | 1 | 1 | H | 1500 average depth | 1 | m
17 | 1 | 1 | J | For pipes; 225 nominal size 1000 average depth | 9 | m
17 | 1 | 1 | K | 1250 average depth | 1 | m
17/1/1 | [6 empty] | To Collection: | 0
22-004I 10/03/2025 13:08:21 Page : 88
Phase 0 - Substructure Drainage
Bill | Section | Page | Ref | Description | Quantity | Unit | Rate | Extension | Activity
17 | 1 | 2 | A | Excavating trenches; include for disposal of surplus excavated material off site, earthwork support, consolidation of trench bottom, working space and backfill with selected excavated material For pipes; 300 nominal size 1500 average depth | 25 | m
17 | 1 | 2 | B | 1750 average depth | 16 | m
17 | 1 | 2 | C | Beds and surrounds Granular material; Type S1; obtained off site; as drawing DGW1-BJB-Z0-SL-DR-C-00610 450 x 150 bed; surround 150 thick; for pipe 150 nominal size | 10 | m
17 | 1 | 2 | D | 525 x 150 bed; surround 150 thick; for pipe 225 nominal size | 1 | m
17 | 1 | 2 | E | 600 x 150 bed; surround 150 thick; for pipe 300 nominal size | 41 | m
17 | 1 | 2 | F | Plain insitu concrete; grade RC20/25; include for movement joints at pipe joints; as drawing DGW1-BJB-Z0-SL-DR-C-00610 400 x 150 bed; surround 150 thick; for pipe 100 nominal size | 51 | m
17 | 1 | 2 | G | 450 x 150 bed; surround 150 thick; for pipe 150 nominal size | 64 | m
17 | 1 | 2 | H | 525 x 150 bed; surround 150 thick; for pipe 225 nominal size | 9 | m
17 | 1 | 2 | J | Naylor Densleeve flexibly jointed vitrified clay pipework Pipework laid in trenches 100 nominal size | 51 | m
17 | 1 | 2 | K | extra for; bend | 76 | no
17/1/2 | [6 empty] | To Collection: | 0
22-004I 10/03/2025 13:08:21 Page : 89
Phase 0 - Substructure Drainage
Bill | Section | Page | Ref | Description | Quantity | Unit | Rate | Extension | Activity
17 | 1 | 3 | A | Naylor Densleeve flexibly jointed vitrified clay pipework Pipework laid in trenches 100 nominal size extra for; rest bend; include for vertical pipework | 17 | no
17 | 1 | 3 | B | extra for; junction 100 to 100 diameter | 1 | no
17 | 1 | 3 | C | extra for; floor gully | 5 | no
17 | 1 | 3 | D | 150 nominal size | 74 | m
17 | 1 | 3 | E | extra for; bend | 50 | no
17 | 1 | 3 | F | extra for; rest bend; include for vertical pipework | 3 | no
17 | 1 | 3 | G | extra for; junction 150 to 100 diameter | 13 | no
17 | 1 | 3 | H | 225 nominal size | 10 | m
17 | 1 | 3 | J | extra for; bend | 6 | no
17 | 1 | 3 | K | 300 nominal size | 41 | m
17 | 1 | 3 | L | extra for; bend | 10 | no
17 | 1 | 3 | M | extra for; junction 300 to 150 diameter | 4 | no
17 | 1 | 3 | N | Pipe accessories 600 long rocker pipes; built in flexible joints at both ends for pipe 100 nominal size | 5 | no
17 | 1 | 3 | P | for pipe 150 nominal size | 14 | no
17 | 1 | 3 | Q | for pipe 225 nominal size | 3 | no
17 | 1 | 3 | R | for pipe 300 nominal size | 7 | no
17/1/3 | [6 empty] | To Collection: | 0
22-004I 10/03/2025 13:08:21 Page : 90
Phase 0 - Substructure Drainage
Bill | Section | Page | Ref | Description | Quantity | Unit | Rate | Extension | Activity
17 | 1 | 4 | A | Manholes Precast concrete manhole type 2; sections and cover slab bedded with mortar, plastomeric or elastomeric seal; high strength concrete topping; GEN3 insitu concrete base and surround; minimum 2 courses of class B engineering bricks or precast concrete cover frame seating rings; mortar bedding and haunching to cover and frame; as drawing DGW1-BJB-Z0-SL-DR-C-00610; include for all excavation, disposal of surplus excavated material off site, earthwork support and backfill 900 diameter, 1500 average depth; cover class D400 | 1 | no
17 | 1 | 4 | B | 1200 diameter, 1500 average depth; cover class D400 | 2 | no
17 | 1 | 4 | C | 1200 diameter, 1750 average depth; cover class D400 | 1 | no
17 | 1 | 4 | D | 1200 diameter, 2000 average depth; cover class D400; including hydrobrake, 40 l/s | 1 | no
17 | 1 | 4 | E | 1500 diameter, 1500 average depth; cover class D400; vented manhole with surge chamber | 1 | no
17 | 1 | 4 | F | Inspection chambers Polypropylene inspection chambers; OSMA/WAVIN universal 450; as drawing DGW1-BJB-Z0-SL-DR-C-0602; include for all excavation, disposal of surplus excavated material off site, earthwork support and backfill 450 diameter, 750 average depth; cover class B125 | 1 | no
17 | 1 | 4 | G | 450 diameter, 1000 average depth; cover class B125 | 2 | no
17 | 1 | 4 | H | 450 diameter, 1250 average depth; cover class B125 | 1 | no
17/1/4 | [6 empty] | To Collection: | 0
22-004I 10/03/2025 13:08:21 Page : 91
Phase 0 - Substructure Drainage
Bill | Section | Page | Ref | Description | Quantity | Unit | Rate | Extension | Activity
17 | 1 | 5 | A | Attenuation ACO Stormbrixx HD modular geocellular attenuation tank; C28/35 concrete cover slab to be 250 thick with 2 no. layers of A393 mesh; as drawing DGW1-BJB-Z0-SL-DR-C-0602; include for all excavation, disposal of surplus excavated material off site, earthwork support and backfill 10800 x 4800 x 610 deep; 1500 average depth | 1 | no
17 | 1 | 5 | B | Work to existing Excavate and expose existing combined water sewer; connect into new manhole; include for all excavation, disposal of surplus excavated material off site, earthwork support and backfill 1750 average depth | 1 | no
17 | 1 | 5 | C | 2000 average depth | 1 | no
17 | 1 | 5 | D | Testing and commissioning Drainage system in stages; by water | 1 | ITEM
17 | 1 | 5 | E | on completion; by water | 1 | ITEM
17 | 1 | 5 | F | Manholes in stages; by water | 1 | ITEM
17 | 1 | 5 | G | on completion; by water | 1 | ITEM
17 | 1 | 5 | H | Inspection chambers in stages; by water | 1 | ITEM
17 | 1 | 5 | J | on completion; by water | 1 | ITEM
17 | 1 | 5 | K | Attenuation in stages; by water | 1 | ITEM
17 | 1 | 5 | L | on completion; by water | 1 | ITEM
17/1/5 | [6 empty] | To Collection: | 0
22-004I 10/03/2025 13:08:21 Page : 92
Phase 0 - Substructure Drainage
Bill | Section | Page | Ref | Description | Quantity | Unit | Rate | Extension | Activity
17 | 1 | 6 | A | Testing and commissioning CCTV inspection on completion | 1 | ITEM
17 | 1 | 6 | B | Cleaning Drainage system where required | 1 | ITEM
17/1/6 | [6 empty] | To Collection: | 0
Collection Sheet | [7 empty] | £ p
Page Total : 17/1/1 | [7 empty] | 0
Page Total : 17/1/2 | [7 empty] | 0
Page Total : 17/1/3 | [7 empty] | 0
Page Total : 17/1/4 | [7 empty] | 0
Page Total : 17/1/5 | [7 empty] | 0
Page Total : 17/1/6 | [7 empty] | 0
[7 empty] | Total : | 0
22-004I 10/03/2025 13:08:21 Page : 94
Phase 1 - Cut & Fill
Bill | Section | Page | Ref | Description | Quantity | Unit | Rate | Extension | Activity
18 | 1 | 1 | A | D GROUNDWORK D20 EXCAVATING AND FILLING Excavating To reduce levels 1 m maximum depth | 272 | m3
18 | 1 | 1 | B | Items extra over any types of excavation irrespective of depth next to existing services | 1 | ITEM
18 | 1 | 1 | C | around existing services crossing excavation | 1 | ITEM
18 | 1 | 1 | D | Breaking out existing hard pavings Break out existing tarmac/ concrete flags or block paving depth to be confirmed on site | 341 | m2
18 | 1 | 1 | E | Disposal Disposal of water surface water | 1 | ITEM
18 | 1 | 1 | F | ground water | 1 | ITEM
18 | 1 | 1 | G | Excavated material off site | 272 | m3
18 | 1 | 1 | H | Filling to make up levels; to form mounds Average thickness exceeding 0.25 m obtained off site; sub-soil or selected excavated material | 0 | m3
18/1/1 | [6 empty] | To Collection: | 0
22-004I 10/03/2025 13:08:21 Page : 95
Phase 1 - Cut & Fill
Bill | Section | Page | Ref | Description | Quantity | Unit | Rate | Extension | Activity
18 | 1 | 2 | A | Surface treatments Compacting bottom of excavations | 632 | m2
18/1/2 | [6 empty] | To Collection: | 0
Collection Sheet | [7 empty] | £ p
Page Total : 18/1/1 | [7 empty] | 0
Page Total : 18/1/2 | [7 empty] | 0
[7 empty] | Total : | 0
22-004I 10/03/2025 13:08:21 Page : 97
Phase 1 - External Works
Bill | Section | Page | Ref | Description | Quantity | Unit | Rate | Extension | Activity
19 | 1 | 1 | A | D GROUNDWORK D20 EXCAVATING AND FILLING Excavating Trenches exceeding 300 wide 1 m maximum depth | 6 | m3
19 | 1 | 1 | B | Items extra over any types of excavation irrespective of depth next to existing services | 1 | ITEM
19 | 1 | 1 | C | next to existing services crossing excavations | 1 | ITEM
19 | 1 | 1 | D | Working space allowance to excavations Trenches exceeding 300 wide 1 m maximum depth | 15 | m2
19 | 1 | 1 | E | Earthwork support 1 m maximum depth distance between opposing faces not exceeding 2 m | 15 | m2
19 | 1 | 1 | F | Disposal Disposal of water surface water | 1 | ITEM
19 | 1 | 1 | G | ground water | 1 | ITEM
19 | 1 | 1 | H | Excavated material off site | 6 | m3
19 | 1 | 1 | J | Filling to make up levels Average thickness not exceeding 0.25 m obtained off site; topsoil | 24 | m3
19/1/1 | [6 empty] | To Collection: | 0
22-004I 10/03/2025 13:08:21 Page : 98
Phase 1 - External Works
Bill | Section | Page | Ref | Description | Quantity | Unit | Rate | Extension | Activity
19 | 1 | 2 | A | Filling to make up levels Average thickness exceeding 0.25 m obtained off site; topsoil | 81 | m3
19 | 1 | 2 | B | Surface treatments Compacting bottom of excavations | 265 | m2
19 | 1 | 2 | C | Preparing subsoil for topsoil generally | 258 | m2
19 | 1 | 2 | D | E IN SITU CONCRETE / LARGE PRECAST CONCRETE E10 MIXING / CASTING / CURING IN-SITU CONCRETE Plain insitu concrete; GEN 3 mix; 20 aggregate Beds; as blinding not exceeding 150 thick | 1 | m3
19 | 1 | 2 | E | Reinforced insitu concrete; RC32/40 design mix; 20 aggregate; DC-3 classifcation Foundations generally; filled into formwork | 5 | m3
19 | 1 | 2 | F | E20 FORMWORK FOR IN-SITU CONCRETE Sides of foundations Plain, vertical 500 to 1 m high | 19 | m
19/1/2 | [6 empty] | To Collection: | 0
22-004I 10/03/2025 13:08:21 Page : 99
Phase 1 - External Works
Bill | Section | Page | Ref | Description | Quantity | Unit | Rate | Extension | Activity
19 | 1 | 3 | A | E30 REINFORCEMENT FOR IN-SITU CONCRETE High yield reinforcement; include laps, tying wires and distance blocks Bars bollard foundations; allow 150 kg/m³ | 0.81 | t
19 | 1 | 3 | B | Q PAVING / PLANTING / FENCING / SITE FURNITURE Q10 KERBS / EDGINGS / CHANNELS / PAVING ACCESSORIES Precast concrete kerbs by Marshalls PLC, product reference: precast concrete/ conservation kerbs; allow for all necessary excavation, disposal, consolidation of trench bottom; ST4 concrete bed and haunch; backfill with selected excavated material; make allowance for R10/R12 dowel bars, 220 long where required Kerbs size 915 x 300 x 200 deep; K6 | 37 | m
19 | 1 | 3 | C | size 915 x 125 x 150-250; transition kerb | 18 | no
19 | 1 | 3 | D | Edgings size 915 x 50 x 150; conservation edging; E1 | 67 | m
19 | 1 | 3 | E | Q20 GRANULAR SUB BASES TO ROADS / PAVINGS Filling to make up levels Average thickness not exceeding 0.25 m obtained off site; dry sand blinding | 1 | m3
19 | 1 | 3 | F | obtained off site; type 1 hardcore | 80 | m3
19/1/3 | [6 empty] | To Collection: | 0
22-004I 10/03/2025 13:08:21 Page : 100
Phase 1 - External Works
Bill | Section | Page | Ref | Description | Quantity | Unit | Rate | Extension | Activity
19 | 1 | 4 | A | Surface treatments Compacting filling; dry sand blinding | 27 | m2
19 | 1 | 4 | B | filling; type 1 hardcore | 388 | m2
19 | 1 | 4 | C | bottom of excavations | 388 | m2
19 | 1 | 4 | D | Polypropylene geogrid, Stratec G20PP or similar width exceeding 300 | 140 | m2
19 | 1 | 4 | E | Q22 COATED MACADAM / ASPHALT ROADS / PAVINGS Proposed buff coloured asphalt carriageway construction construction consisting of 30 thick buff coloured SMA10 tarmac Ulticolour or similar surface course, 60 thick AC20 bin 100/150 binder course and 110 thick AC32 base 100/150 base course; as drawing XX-DR-D-00301 P01; overall thickness: 200 thick Roads level and to falls only | 220 | m2
19 | 1 | 4 | F | Roads; less than 1.00 m; infilled beneath with ST5 concrete level and to falls only | 1 | m2
19 | 1 | 4 | G | Extra for tie in detail; 900/600/300 wide | 38 | m
19 | 1 | 4 | H | Granite paving sub-base consisting of 100 thick AC20 bin 100/150 binder course; as drawing XX-DR-D-00301; overall thickness: 100 thick Pavings; sub-base level and to falls only | 140 | m2
19/1/4 | [6 empty] | To Collection: | 0
22-004I 10/03/2025 13:08:21 Page : 101
Phase 1 - External Works
Bill | Section | Page | Ref | Description | Quantity | Unit | Rate | Extension | Activity
19 | 1 | 5 | A | Q25 SLAB / BRICK / BLOCK / SETT / COBBLE PAVINGS Flag paved area by Hardscape, product reference: granite setts, finish; magna, sizes: random sizes x 80 thick, colour: buff, granite sett/ blocks to public realm; include for 40 thick Steintec 2 part tuff bond bedding, Steintec tuff bond primer and Steintec tuff bond jointing mortar Pavings level and to falls only | 140 | m2
19 | 1 | 5 | B | Concrete pavers by Hardscape, product reference: Kellen breccia, colour: giallo, size to be confirmed x 80 thick; bond 1 Pavings level and to falls only | 27 | m2
19 | 1 | 5 | C | Q26 SPECIAL SURFACINGS / PAVINGS FOR SPORT / GENERAL AMENITY Thermoplastic yellow line markings Line marking 100 wide; disabled hatching | 105 | m2
19 | 1 | 5 | D | Extra for disabled symbol | 8 | no
19 | 1 | 5 | E | Q30 SEEDING / TURFING Cultivating Ground 200 deep | 95 | m2
19/1/5 | [6 empty] | To Collection: | 0
22-004I 10/03/2025 13:08:21 Page : 102
Phase 1 - External Works
Bill | Section | Page | Ref | Description | Quantity | Unit | Rate | Extension | Activity
19 | 1 | 6 | A | Surface applications; applying herbicides and fertilisers General surfaces generally | 95 | m2
19 | 1 | 6 | B | Turfing Amenity grass turf; by Turf Growers Association as drawing ZZ-SH-L-001 P02 | 95 | m2
19 | 1 | 6 | C | Maintenance Allow 12 months maintenance generally | 1 | ITEM
19 | 1 | 6 | D | Q31 EXTERNAL PLANTING Cultivating Ground 150 deep | 149 | m2
19 | 1 | 6 | E | Bottom of tree pits 150 deep | 14 | m2
19 | 1 | 6 | F | Surface applications; applying herbicides and fertilisers General surfaces generally | 163 | m2
19 | 1 | 6 | G | Soft landscaping Screening mix planting as drawing ZZ-SH-L-001 P02 | 126 | m2
19 | 1 | 6 | H | Ornamental mix planting as drawing ZZ-SH-L-001 P02 | 23 | m2
19/1/6 | [6 empty] | To Collection: | 0
22-004I 10/03/2025 13:08:21 Page : 103
Phase 1 - External Works
Bill | Section | Page | Ref | Description | Quantity | Unit | Rate | Extension | Activity
19 | 1 | 7 | A | Trees Individually planted trees species as drawing ZZ-SH-L-001 P02 | 14 | no
19 | 1 | 7 | B | Mulching after planting; 50 thick bark mulch medium grade Mulching 50 thick | 149 | m2
19 | 1 | 7 | C | Around individual plants; trees 50 thick; radius of stem | 14 | no
19 | 1 | 7 | D | Accessories Allow for all tree pit accessories; as drawing ZZ-SL-DR-L-7003 P03 generally | 14 | no
19 | 1 | 7 | E | Maintenance Allow for 12 months maintenance generally | 1 | ITEM
19 | 1 | 7 | F | Q50 SITE / STREET FURNITURE / EQUIPMENT Fixtures, furnishings and equipment not associated with services Bollards; by Townscape, product reference: CT40 N2/02 mild steel counter terror bollard, galvanised and polyester powder coated, RAL 7026 1000 high | 5 | no
19 | 1 | 7 | G | RS001 sign and post to highways details; 76.1 x 3.2 CHS with 661A S20-2 sign; include concrete root footing 2100 high | 8 | no
19/1/7 | [6 empty] | To Collection: | 0
Collection Sheet | [7 empty] | £ p
Page Total : 19/1/1 | [7 empty] | 0
Page Total : 19/1/2 | [7 empty] | 0
Page Total : 19/1/3 | [7 empty] | 0
Page Total : 19/1/4 | [7 empty] | 0
Page Total : 19/1/5 | [7 empty] | 0
Page Total : 19/1/6 | [7 empty] | 0
Page Total : 19/1/7 | [7 empty] | 0
[7 empty] | Total : | 0
22-004I 10/03/2025 13:08:21 Page : 105
Phase 1 - Drainage
Bill | Section | Page | Ref | Description | Quantity | Unit | Rate | Extension | Activity
20 | 1 | 1 | A | Q PAVING / PLANTING / FENCING / SITE FURNITURE Q10 KERBS / EDGINGS / CHANNELS / PAVING ACCESSORIES Channels ACO Multidrain M200D 20.0 drainage channels; as drawing DGW1-BJB-Z0-SL-DR-C-0603; include for all excavation, disposal of surplus excavated material off site and concrete bed and haunch straight | 4 | m
20 | 1 | 1 | B | extra for; outlet | 1 | no
20 | 1 | 1 | C | extra for; stop end | 2 | no
20/1/1 | [6 empty] | To Collection: | 0
Collection Sheet | [7 empty] | £ p
Page Total : 20/1/1 | [7 empty] | 0
[7 empty] | Total : | 0
22-004I 10/03/2025 13:08:21 Page : 107
Phase 1 - External Services
Bill | Section | Page | Ref | Description | Quantity | Unit | Rate | Extension | Activity
21 | 1 | 1 | A | No works in this section 1 ITEM | 0
21/1/1 | [6 empty] | To Collection:
Collection Sheet | [7 empty] | £ p
Page Total : 21/1/1 | [7 empty] | 0
[7 empty] | Total : | 0
22-004I 10/03/2025 13:08:21 Page : 109
Phase 2 - Cut & Fill
Bill | Section | Page | Ref | Description | Quantity | Unit | Rate | Extension | Activity
22 | 1 | 1 | A | D GROUNDWORK D20 EXCAVATING AND FILLING Excavating To reduce levels 1 m maximum depth | 516 | m3
22 | 1 | 1 | D | Breaking out existing hard pavings Break out existing tarmac/ concrete flags or block paving depth to be confirmed on site | 682 | m2
22 | 1 | 1 | E | Disposal Disposal of water surface water | 1 | ITEM
22 | 1 | 1 | F | ground water | 1 | ITEM
22 | 1 | 1 | G | Excavated material off site | 516 | m3
22 | 1 | 1 | H | Filling to make up levels; to form mounds Average thickness exceeding 0.25 m obtained off site; sub-soil or selected excavated material | 0 | m3
22/1/1 | [6 empty] | To Collection: | 0
22-004I 10/03/2025 13:08:21 Page : 110
Phase 2 - Cut & Fill
Bill | Section | Page | Ref | Description | Quantity | Unit | Rate | Extension | Activity
22 | 1 | 2 | A | Surface treatments Compacting bottom of excavations | 1024 | m2
22/1/2 | [6 empty] | To Collection: | 0
Collection Sheet | [7 empty] | £ p
Page Total : 22/1/1 | [7 empty] | 0
Page Total : 22/1/2 | [7 empty] | 0
[7 empty] | Total : | 0
22-004I 10/03/2025 13:08:21 Page : 112
Phase 2 - External Works
Bill | Section | Page | Ref | Description | Quantity | Unit | Rate | Extension | Activity
23 | 1 | 1 | A | D GROUNDWORK D20 EXCAVATING AND FILLING Filling to make up levels Average thickness not exceeding 0.25 m obtained off site; topsoil | 103 | m3
23 | 1 | 1 | B | Average thickness exceeding 0.25 m obtained off site; topsoil | 260 | m3
23 | 1 | 1 | C | Surface treatments Compacting bottom of excavations | 970 | m2
23 | 1 | 1 | D | Preparing subsoil for topsoil generally | 970 | m2
23 | 1 | 1 | E | Q PAVING / PLANTING / FENCING / SITE FURNITURE Q10 KERBS / EDGINGS / CHANNELS / PAVING ACCESSORIES Precast concrete kerbs by Marshalls PLC, product reference: precast concrete/ conservation kerbs; allow for all necessary excavation, disposal, consolidation of trench bottom; ST4 concrete bed and haunch; backfill with selected excavated material; make allowance for R10/R12 dowel bars, 220 long where required Edgings size 915 x 50 x 150; conservation edging; E1 | 99 | m
23/1/1 | [6 empty] | To Collection: | 0
22-004I 10/03/2025 13:08:21 Page : 113
Phase 2 - External Works
Bill | Section | Page | Ref | Description | Quantity | Unit | Rate | Extension | Activity
23 | 1 | 2 | A | Q20 GRANULAR SUB BASES TO ROADS / PAVINGS Filling to make up levels Average thickness not exceeding 0.25 m obtained off site; type 1 hardcore | 10 | m3
23 | 1 | 2 | B | Surface treatments Compacting filling; type 1 hardcore | 69 | m2
23 | 1 | 2 | C | bottom of excavations | 69 | m2
23 | 1 | 2 | D | Q22 COATED MACADAM / ASPHALT ROADS / PAVINGS Proposed buff coloured asphalt tarmac footway construction consisting of 30 thick buff coloured 6 aggregate DBM 190 pen surface course and 55 thick 20 aggregate DBM 190 pen binder course; as drawing XX-DR-D-00301 P01; overall thickness: 80 thick Pavings level and to falls only | 69 | m2
23 | 1 | 2 | E | Q30 SEEDING / TURFING Cultivating Ground 200 deep | 412 | m2
23 | 1 | 2 | F | Surface applications; applying herbicides and fertilisers General surfaces generally | 412 | m2
23/1/2 | [6 empty] | To Collection: | 0
22-004I 10/03/2025 13:08:21 Page : 114
Phase 2 - External Works
Bill | Section | Page | Ref | Description | Quantity | Unit | Rate | Extension | Activity
23 | 1 | 3 | A | Turfing Amenity grass turf; by Turf Growers Association as drawing ZZ-SH-L-001 P02 | 412 | m2
23 | 1 | 3 | B | Maintenance Allow 12 months maintenance generally | 1 | ITEM
23 | 1 | 3 | C | Q31 EXTERNAL PLANTING Cultivating Ground 150 deep | 542 | m2
23 | 1 | 3 | D | Bottom of tree pits 150 deep | 16 | m2
23 | 1 | 3 | E | Surface applications; applying herbicides and fertilisers General surfaces generally | 558 | m2
23 | 1 | 3 | F | Soft landscaping Screening mix planting as drawing ZZ-SH-L-001 P02 | 387 | m2
23 | 1 | 3 | G | Ornamental mix planting as drawing ZZ-SH-L-001 P02 | 10 | m2
23 | 1 | 3 | H | Trafford Way planting mix as drawing ZZ-SH-L-001 P02 | 145 | m2
23/1/3 | [6 empty] | To Collection:
22-004I 10/03/2025 13:08:21 Page : 115
Phase 2 - External Works
Bill | Section | Page | Ref | Description | Quantity | Unit | Rate | Extension | Activity
23 | 1 | 4 | A | Trees Individually planted trees species as drawing ZZ-SH-L-001 P02 | 16 | no
23 | 1 | 4 | B | Mulching after planting; 50 thick bark mulch medium grade Mulching 50 thick | 542 | m2
23 | 1 | 4 | C | Around individual plants; trees 50 thick; radius of stem | 16 | no
23 | 1 | 4 | D | Accessories Allow for all tree pit accessories; as drawing ZZ-SL-DR-L-7003 P03 generally | 16 | no
23 | 1 | 4 | E | Maintenance Allow for 12 months maintenance generally | 1 | ITEM
23 | 1 | 4 | F | Q40 FENCING Steel pedestrian guardrail by Barrier Direct, product reference: 7654; consisting of 50 x 30 frame with 12 diameter for infill, polyester powder coated, RAL 9005; include concrete root footings; as drawing ZZ-SL-DR-L-7005 Railings 1005 high | 16 | m
23/1/4 | [6 empty] | To Collection: | 0
Collection Sheet | [7 empty] | £ p
Page Total : 23/1/1 | [7 empty] | 0
Page Total : 23/1/2 | [7 empty] | 0
Page Total : 23/1/3 | [7 empty] | 0
Page Total : 23/1/4 | [7 empty] | 0
[7 empty] | Total : | 0
22-004I 10/03/2025 13:08:21 Page : 117
Phase 2 - Drainage
Bill | Section | Page | Ref | Description | Quantity | Unit | Rate | Extension | Activity
24 | 1 | 1 | A | R DISPOSAL SYSTEMS R12 DRAINAGE BELOW GROUND Excavating trenches; include for disposal of surplus excavated material off site, earthwork support, consolidation of trench bottom, working space and backfill with selected excavated material For pipes; not exceeding 200 nominal size 1500 average depth | 11 | m
24 | 1 | 1 | B | Beds and surrounds Granular material; Type S1; obtained off site; as drawing DGW1-BJB-Z0-SL-DR-C-00610 450 x 150 bed; surround 150 thick; for pipe 150 nominal size | 11 | m
24 | 1 | 1 | C | Naylor Densleeve flexibly jointed vitrified clay pipework Pipework laid in trenches 150 nominal size | 11 | m
24 | 1 | 1 | D | Pipe accessories 600 long rocker pipes; built in flexible joints at both ends for pipe 150 nominal size | 2 | no
24/1/1 | [6 empty] | To Collection: | 0
22-004I 10/03/2025 13:08:21 Page : 118
Phase 2 - Drainage
Bill | Section | Page | Ref | Description | Quantity | Unit | Rate | Extension | Activity
24 | 1 | 2 | A | Manholes Precast concrete catchpit manhole; cover and frame bedded on mortar; 2 to 4 courses of class B engineering brickwork; chamber bedded on class 1 mortar; 225 thick ST4 concrete base; 150 thick ST4 concrete surround; step irons or ladder; heavy duty reinforced concrete cover slab bedded with mortar or mastic sealant; concrete haunching; as drawing DWG1-BJB-Z0-SL-DR-C-00612; include for all excavation, disposal of surplus excavated material off site, earthwork support and backfill 1200 diameter, 1750 average depth; cover class B125 | 2 | no
24 | 1 | 2 | B | Work to existing Excavate and expose existing surface water manhole; connect 1 no. new 150 diameter surface water pipe; include for all excavation, disposal of surplus excavated material off site, earthwork support and backfill 1500 average depth | 1 | no
24 | 1 | 2 | C | Testing and commissioning Drainage system in stages; by water | 1 | ITEM
24 | 1 | 2 | D | on completion; by water | 1 | ITEM
24 | 1 | 2 | E | Manholes in stages; by water | 1 | ITEM
24 | 1 | 2 | F | on completion; by water | 1 | ITEM
24 | 1 | 2 | G | CCTV inspection on completion | 1 | ITEM
24/1/2 | [6 empty] | To Collection: | 0
22-004I 10/03/2025 13:08:21 Page : 119
Phase 2 - Drainage
Bill | Section | Page | Ref | Description | Quantity | Unit | Rate | Extension | Activity
24 | 1 | 3 | A | Cleaning Drainage system where required | 1 | ITEM
24 | 1 | 3 | B | R13 LAND DRAINAGE Excavating trenches; include for disposal of surplus excavated material off site, earthwork support, consolidation of trench bottom, working space and backfill with 20/30 single sized aggregate For pipes; not exceeding 200 nominal size 1500 average depth (assumed) | 111 | m
24 | 1 | 3 | C | Beds and surrounds Granular material; 20/30 single sized aggregate; obtained off site; wrapped in Terram 2000 gauge filter membrane; as drawing DWG1-BJB-Z0-SL-DR-C-00612 400 x 75 bed; surround 150 thick; for pipe 100 nominal size | 111 | m
24 | 1 | 3 | D | Perforated plastic twin wall pipework Pipework laid in trenches 100 nominal size | 111 | m
24 | 1 | 3 | E | extra for; bend | 24 | no
24 | 1 | 3 | F | Pipe accessories 600 long rocker pipes; built in flexible joints at both ends for pipe 100 nominal size | 4 | no
24/1/3 | [6 empty] | To Collection: | 0
Collection Sheet | [7 empty] | £ p
Page Total : 24/1/1 | [7 empty] | 0
Page Total : 24/1/2 | [7 empty] | 0
Page Total : 24/1/3 | [7 empty] | 0
[7 empty] | Total : | 0
22-004I 10/03/2025 13:08:21 Page : 121
Phase 2 - External Services
Bill | Section | Page | Ref | Description | Quantity | Unit | Rate | Extension | Activity
25 | 1 | 1 | A | No works in this section 1 ITEM | 0
25/1/1 | [6 empty] | To Collection:
Collection Sheet | [7 empty] | £ p
Page Total : 25/1/1 | [7 empty] | 0
[7 empty] | Total : | 0
22-004I 10/03/2025 13:08:21 Page : 123
Phase 3 - Cut & Fill
Bill | Section | Page | Ref | Description | Quantity | Unit | Rate | Extension | Activity
26 | 1 | 1 | A | D GROUNDWORK D20 EXCAVATING AND FILLING Excavating To reduce levels 0.25 m maximum depth | 10 | m3
26 | 1 | 1 | D | Disposal Disposal of water surface water | 1 | ITEM
26 | 1 | 1 | E | ground water | 1 | ITEM
26 | 1 | 1 | F | Excavated material off site | 10 | m3
26 | 1 | 1 | G | Filling to make up levels Average thickness not exceeding 0.25 m obtained off site; sub-soil | 1 | m3
26 | 1 | 1 | H | obtained off site; 6F2/ 6F5 hardcore for making up levels | 20 | m3
26 | 1 | 1 | J | Average thickness exceeding 0.25 m obtained off site; 6F2/ 6F5 hardcore for making up levels; deposited in layers, compacted generally | 50 | m3
26/1/1 | [6 empty] | To Collection: | 0
22-004I 10/03/2025 13:08:21 Page : 124
Phase 3 - Cut & Fill
Bill | Section | Page | Ref | Description | Quantity | Unit | Rate | Extension | Activity
26 | 1 | 2 | A | Surface treatments Compacting filling; 6F2/ 6F5 hardcore | 425 | m2
26 | 1 | 2 | B | filling; sub-soil | 2 | m2
26 | 1 | 2 | C | bottom of excavations | 90 | m2
26/1/2 | [6 empty] | To Collection: | 0
Collection Sheet | [7 empty] | £ p
Page Total : 26/1/1 | [7 empty] | 0
Page Total : 26/1/2 | [7 empty] | 0
[7 empty] | Total : | 0
22-004I 10/03/2025 13:08:21 Page : 126
Phase 3 - External Works
Bill | Section | Page | Ref | Description | Quantity | Unit | Rate | Extension | Activity
27 | 1 | 1 | A | D GROUNDWORK D20 EXCAVATING AND FILLING Filling to make up levels Average thickness not exceeding 0.25 m obtained off site; topsoil | 1 | m3
27 | 1 | 1 | B | Average thickness exceeding 0.25 m obtained off site; topsoil | 41 | m3
27 | 1 | 1 | C | Surface treatments Compacting bottom of excavations | 93 | m2
27 | 1 | 1 | D | Preparing subsoil for topsoil generally | 93 | m2
27 | 1 | 1 | E | Q PAVING / PLANTING / FENCING / SITE FURNITURE Q10 KERBS / EDGINGS / CHANNELS / PAVING ACCESSORIES Precast concrete kerbs by Marshalls PLC, product reference: precast concrete/ conservation kerbs; allow for all necessary excavation, disposal, consolidation of trench bottom; ST4 concrete bed and haunch; backfill with selected excavated material; make allowance for R10/R12 dowel bars, 220 long where required Edgings size 915 x 50 x 150; conservation edging; E1 | 62 | m
27/1/1 | [6 empty] | To Collection: | 0
22-004I 10/03/2025 13:08:21 Page : 127
Phase 3 - External Works
Bill | Section | Page | Ref | Description | Quantity | Unit | Rate | Extension | Activity
27 | 1 | 2 | A | Q20 GRANULAR SUB BASES TO ROADS / PAVINGS Filling to make up levels Average thickness not exceeding 0.25 m obtained off site; dry sand blinding | 6 | m3
27 | 1 | 2 | B | obtained off site; type 1 hardcore | 35 | m3
27 | 1 | 2 | C | obtained off site; type 1 hardcore; for regulating (100 thick allowed) | 19 | m3
27 | 1 | 2 | D | Surface treatments Compacting filling; dry sand blinding | 111 | m2
27 | 1 | 2 | E | filling; type 1 hardcore | 425 | m2
27 | 1 | 2 | F | bottom of excavations | 425 | m2
27 | 1 | 2 | G | Q22 COATED MACADAM / ASPHALT ROADS / PAVINGS Proposed tarmac footway construction consisting of 25 thick 6 aggregate DBM 190 pen surface course of 55 thick 20 aggregate DBN 190 pen binder course; as drawing XX-DR-D-00201; overall thickness: 80 thick Pavings level and to falls only | 314 | m2
27 | 1 | 2 | H | Q25 SLAB / BRICK / BLOCK / SETT / COBBLE PAVINGS Concrete pavers by Hardscape, product reference: Kellen breccia, colour: giallo, size to be confirmed x 80 thick; bond 1 Pavings level and to falls only | 111 | m2
27/1/2 | [6 empty] | To Collection: | 0
22-004I 10/03/2025 13:08:21 Page : 128
Phase 3 - External Works
Bill | Section | Page | Ref | Description | Quantity | Unit | Rate | Extension | Activity
27 | 1 | 3 | A | Q30 SEEDING / TURFING Cultivating Ground 200 deep | 2 | m2
27 | 1 | 3 | B | Surface applications; applying herbicides and fertilisers General surfaces generally | 2 | m2
27 | 1 | 3 | C | Turfing Amenity grass turf; by Turf Growers Association as drawing ZZ-SH-L-001 P02 | 2 | m2
27 | 1 | 3 | D | Maintenance Allow 12 months maintenance generally | 1 | ITEM
27 | 1 | 3 | E | Q31 EXTERNAL PLANTING Cultivating Ground 150 deep | 91 | m2
27 | 1 | 3 | F | 200 deep | 2 | m2
27 | 1 | 3 | G | Surface applications; applying herbicides and fertilisers General surfaces generally | 91 | m2
27/1/3 | [6 empty] | To Collection:
22-004I 10/03/2025 13:08:21 Page : 129
Phase 3 - External Works
Bill | Section | Page | Ref | Description | Quantity | Unit | Rate | Extension | Activity
27 | 1 | 4 | A | Soft landscaping Screening mix planting as drawing ZZ-SH-L-001 P02 | 28 | m2
27 | 1 | 4 | B | Trafford Way planting mix as drawing ZZ-SH-L-001 P02 | 63 | m2
27 | 1 | 4 | C | Mulching after planting; 50 thick bark mulch medium grade Mulching 50 thick | 91 | m2
27 | 1 | 4 | D | Maintenance Allow for 12 months maintenance generally | 1 | ITEM
27 | 1 | 4 | E | Q40 FENCING Bike compound steel louvre fencing, steel louvre fencing; by Lang & Fulton, product reference: Italia 100, polyester powder coated, colour: green, allow for posts and concrete root footing; as drawing ZZ-SL-DR-L-7005 Fencing 2700 high | 26 | m
27 | 1 | 4 | F | Bike compound steel louvre gates, by Land & Fulton, product reference: bespoke, to match Italia 100 louvred fence panel; steel louvred gate; polyester powder coated, colour: green, allow for posts and concrete root footing and all necessary ironmongery; as drawing ZZ-SL-DR-L-7005 Gates size 1800 x 2700; double gate | 2 | no
27/1/4 | [6 empty] | To Collection: | 0
22-004I 10/03/2025 13:08:21 Page : 130
Phase 3 - External Works
Bill | Section | Page | Ref | Description | Quantity | Unit | Rate | Extension | Activity
27 | 1 | 5 | A | Steel pedestrian guardrail by Barrier Direct, product reference: 7654; consisting of 50 x 30 frame with 12 diameter for infill, polyester powder coated, RAL 9005; include concrete root footings; as drawing ZZ-SL-DR-L-7005 Railings 1005 high | 59 | m
27 | 1 | 5 | B | Q50 SITE / STREET FURNITURE / EQUIPMENT Fixtures, furnishings and equipment not associated with services Cycle lockers by The Bike Storage Company, Original cycle shelter product reference: horizontal bike locker, steel finish as delivered: polyester powder coated, colour: green, allow for all works involved lockable to suit 22nr cycles | 1 | no
27 | 1 | 5 | C | Door hoops; by Autopa Limited, product reference: thin type 2 doorstop,; stainless steel, polyester powder coated, include for concrete root footing size 350 wide x 1100 above ground x 48 diamter tube | 13 | no
27/1/5 | [6 empty] | To Collection: | 0
Collection Sheet | [7 empty] | £ p
Page Total : 27/1/1 | [7 empty] | 0
Page Total : 27/1/2 | [7 empty] | 0
Page Total : 27/1/3 | [7 empty] | 0
Page Total : 27/1/4 | [7 empty] | 0
Page Total : 27/1/5 | [7 empty] | 0
[7 empty] | Total : | 0
22-004I 10/03/2025 13:08:21 Page : 132
Phase 3 - Drainage
Bill | Section | Page | Ref | Description | Quantity | Unit | Rate | Extension | Activity
28 | 1 | 1 | A | Q PAVING / PLANTING / FENCING / SITE FURNITURE Q10 KERBS / EDGINGS / CHANNELS / PAVING ACCESSORIES Channels ACO Q-max 225 drainage channels; 50 thick sand blinding; 150 thick C20/25A concrete bed and surround; as drawing DWG1-BJB-Z0-SL-DR-C-00611; include for all excavation and disposal of surplus excavated material off site straight | 51 | m
28 | 1 | 1 | B | extra for; outlet | 4 | no
28 | 1 | 1 | C | extra for; stop end | 1 | no
28 | 1 | 1 | D | ACO step drain drainage channels; as drawing DGW1-BJB-Z0-SL-DR-C-0602; include for all excavation, disposal of surplus excavated material off site and concrete bed and haunch straight | 5 | m
28 | 1 | 1 | E | extra for; outlet | 3 | no
28 | 1 | 1 | F | extra for; stop end | 6 | no
28 | 1 | 1 | G | R DISPOSAL SYSTEMS R12 DRAINAGE BELOW GROUND Excavating trenches; include for disposal of surplus excavated material off site, earthwork support, consolidation of trench bottom, working space and backfill with selected excavated material For pipes; not exceeding 200 nominal size 500 average depth | 6 | m
28/1/1 | [6 empty] | To Collection: | 0
22-004I 10/03/2025 13:08:21 Page : 133
Phase 3 - Drainage
Bill | Section | Page | Ref | Description | Quantity | Unit | Rate | Extension | Activity
28 | 1 | 2 | A | Beds and surrounds Plain insitu concrete; grade RC20/25; include for movement joints at pipe joints; as drawing DGW1-BJB-Z0-SL-DR-C-00610 410 x 150 bed; surround 150 thick; for pipe 110 nominal size | 6 | m
28 | 1 | 2 | B | Naylor Densleeve flexibly jointed vitrified clay pipework Pipework laid in trenches 110 nominal size | 6 | m
28 | 1 | 2 | C | extra for; bend | 12 | no
28 | 1 | 2 | D | Testing and commissioning Drainage system in stages; by water | 1 | ITEM
28 | 1 | 2 | E | on completion; by water | 1 | ITEM
28 | 1 | 2 | F | CCTV inspection on completion | 1 | ITEM
28 | 1 | 2 | G | Cleaning Drainage system where required | 1 | ITEM
28/1/2 | [6 empty] | To Collection: | 0
Collection Sheet | [7 empty] | £ p
Page Total : 28/1/1 | [7 empty] | 0
Page Total : 28/1/2 | [7 empty] | 0
[7 empty] | Total : | 0
22-004I 10/03/2025 13:08:21 Page : 135
Phase 3 - External Services
Bill | Section | Page | Ref | Description | Quantity | Unit | Rate | Extension | Activity
29 | 1 | 1 | A | P BUILDING FABRIC SUNDRIES P30 TRENCHES / PIPEWAYS / PITS FOR BURIED ENGINEERING SERVICES Excavating trenches; include for disposal of excavated material, earthwork support, consolidation of trench bottom, backfill with imported material obtained off site For services; not exceeding 200 nominal size 750 average depth; to accommodate external lighting ducts | 106 | m
29 | 1 | 1 | B | 750 average depth; to accommodate communication ducts | 19 | m
29 | 1 | 1 | C | For multiple services in the same trench; not exceeding 200 nominal size 750 average depth; to accommodate 2 No. external lighting ducts | 57 | m
29 | 1 | 1 | D | 750 average depth; to accommodate 4 No. communication ducts | 32 | m
29 | 1 | 1 | E | 750 average depth; to accommodate DNO feeder cables/ LV ducts | 25 | m
29 | 1 | 1 | F | 750 average depth; to accommodate 3 no. water main ducts | 19 | m
29 | 1 | 1 | G | Beds and surrounds 100 thick bed; 150 thick surround; granular material; obtained off site for external lighting ducts | 163 | m
29 | 1 | 1 | H | for communication ducts | 51 | m
29 | 1 | 1 | J | for DNO feeder cables/ LV ducts | 25 | m
29 | 1 | 1 | K | for water main ducts | 19 | m
29/1/1 | [6 empty] | To Collection: | 0
22-004I 10/03/2025 13:08:21 Page : 136
Phase 3 - External Services
Bill | Section | Page | Ref | Description | Quantity | Unit | Rate | Extension | Activity
29 | 1 | 2 | A | Stop cock pits, valve chambers and the like Draw pits communication ducts | 3 | no
29 | 1 | 2 | B | external lighting ducts | 7 | no
29 | 1 | 2 | C | Underground ducts for engineering services MDPE pipe; include for all fittings diameter unknown for water pipe mains | 57 | m
29 | 1 | 2 | D | PVC ducts; complete with draw strings 100 diameter for external lighting | 31 | m
29 | 1 | 2 | E | 100 diameter for communications | 147 | m
29 | 1 | 2 | F | 150 diameter for external lighting | 189 | m
29 | 1 | 2 | G | diameter unknown for DNO/LV | 175 | m
29 | 1 | 2 | H | Items extra over the duct in which they occur Special treatment to ends connection into building; water mains | 3 | no
29 | 1 | 2 | J | connection into building; communications | 6 | no
29 | 1 | 2 | K | connection into building; external lighting | 7 | no
29 | 1 | 2 | L | connection into external lighting; external lighting | 0 | no
29 | 1 | 2 | M | connection into photo cell; external lighting | 0 | no
29 | 1 | 2 | N | connection into draw pits; external lighting | 0 | no
29 | 1 | 2 | P | connection into draw pits; communications | 3 | no
29 | 1 | 2 | Q | connection into building; DNO/LV | 7 | no
29 | 1 | 2 | R | connection into substation; DNO/LV | 9 | no
29/1/2 | [6 empty] | To Collection: | 0
22-004I 10/03/2025 13:08:21 Page : 137
Phase 3 - External Services
Bill | Section | Page | Ref | Description | Quantity | Unit | Rate | Extension | Activity
29 | 1 | 3 | A | Identification tapes Incorporating metallic strip; laid in service trenches for DNO feeder cables/LV ducts | 25 | m
29 | 1 | 3 | B | for external lighting ducts | 0 | m
29 | 1 | 3 | C | for 2 no. external lighting ducts | 0 | m
29 | 1 | 3 | D | for communication ducts | 19 | m
29 | 1 | 3 | E | for 4 no. communication ducts | 32 | m
29 | 1 | 3 | F | for water mains pipe | 19 | m
29 | 1 | 3 | G | Builders work Allow for cutting holes, chases etc and building in ducts for main services DNO feeder cables/LV ducts | 1 | ITEM
29 | 1 | 3 | H | comms | 1 | ITEM
29 | 1 | 3 | J | water mains | 1 | ITEM
29 | 1 | 3 | K | external lighting | 1 | ITEM
29/1/3 | [6 empty] | To Collection: | 0
Collection Sheet | [7 empty] | £ p
Page Total : 29/1/1 | [7 empty] | 0
Page Total : 29/1/2 | [7 empty] | 0
Page Total : 29/1/3 | [7 empty] | 0
[7 empty] | Total : | 0
22-004I 10/03/2025 13:08:22 Page : 139
Phase 4 - Cut & Fill
Bill | Section | Page | Ref | Description | Quantity | Unit | Rate | Extension | Activity
30 | 1 | 1 | A | D GROUNDWORK D20 EXCAVATING AND FILLING Excavating To reduce levels 0.25 m maximum depth | 44 | m3
30 | 1 | 1 | D | Disposal Disposal of water surface water | 1 | ITEM
30 | 1 | 1 | E | ground water | 1 | ITEM
30 | 1 | 1 | F | Excavated material off site | 44 | m3
30 | 1 | 1 | G | Surface treatments Compacting bottom of excavations | 340 | m2
30/1/1 | [6 empty] | To Collection: | 0
Collection Sheet | [7 empty] | £ p
Page Total : 30/1/1 | [7 empty] | 0
[7 empty] | Total : | 0
22-004I 10/03/2025 13:08:22 Page : 141
Phase 4 - External Works
Bill | Section | Page | Ref | Description | Quantity | Unit | Rate | Extension | Activity
31 | 1 | 1 | A | D GROUNDWORK D20 EXCAVATING AND FILLING Filling to make up levels Average thickness exceeding 0.25 m obtained off site; topsoil | 45 | m3
31 | 1 | 1 | B | Surface treatments Compacting bottom of excavations | 101 | m2
31 | 1 | 1 | C | Preparing subsoil for topsoil generally | 101 | m2
31 | 1 | 1 | D | Q PAVING / PLANTING / FENCING / SITE FURNITURE Q10 KERBS / EDGINGS / CHANNELS / PAVING ACCESSORIES Precast concrete kerbs by Marshalls PLC, product reference: precast concrete/ conservation kerbs; allow for all necessary excavation, disposal, consolidation of trench bottom; ST4 concrete bed and haunch; backfill with selected excavated material; make allowance for R10/R12 dowel bars, 220 long where required Edgings size 915 x 50 x 150; conservation edging; E1 | 39 | m
31 | 1 | 1 | E | Q20 GRANULAR SUB BASES TO ROADS / PAVINGS Filling to make up levels Average thickness not exceeding 0.25 m obtained off site; dry sand blinding | 12 | m3
31/1/1 | [6 empty] | To Collection: | 0
22-004I 10/03/2025 13:08:22 Page : 142
Phase 4 - External Works
Bill | Section | Page | Ref | Description | Quantity | Unit | Rate | Extension | Activity
31 | 1 | 2 | A | Filling to make up levels Average thickness not exceeding 0.25 m obtained off site; type 1 hardcore | 36 | m3
31 | 1 | 2 | B | Surface treatments Compacting filling; dry sand blinding | 239 | m2
31 | 1 | 2 | C | filling; type 1 hardcore | 239 | m2
31 | 1 | 2 | D | bottom of excavations | 239 | m2
31 | 1 | 2 | E | Q25 SLAB / BRICK / BLOCK / SETT / COBBLE PAVINGS Concrete pavers by Hardscape, product reference: Kellen breccia, colour: giallo, size to be confirmed x 80 thick; bond 1 Pavings level and to falls only | 131 | m2
31 | 1 | 2 | F | Concrete pavers by Hardscape, product reference: Kellen breccia, colour: giallo, size to be confirmed x 80 thick; bond 2 Pavings level and to falls only | 108 | m2
31 | 1 | 2 | G | Q31 EXTERNAL PLANTING Cultivating Ground 150 deep | 101 | m2
31/1/2 | [6 empty] | To Collection: | 0
22-004I 10/03/2025 13:08:22 Page : 143
Phase 4 - External Works
Bill | Section | Page | Ref | Description | Quantity | Unit | Rate | Extension | Activity
31 | 1 | 3 | A | Surface applications; applying herbicides and fertilisers General surfaces generally | 101 | m2
31 | 1 | 3 | B | Soft landscaping Screening mix planting as drawing ZZ-SH-L-001 P02 | 15 | m2
31 | 1 | 3 | C | Ornamental mix planting as drawing ZZ-SH-L-001 P02 | 8 | m2
31 | 1 | 3 | D | Trafford Way planting mix as drawing ZZ-SH-L-001 P02 | 78 | m2
31 | 1 | 3 | E | Mulching after planting; 50 thick bark mulch medium grade Mulching 50 thick | 101 | m2
31 | 1 | 3 | F | Maintenance Allow for 12 months maintenance generally | 1 | ITEM
31 | 1 | 3 | G | Q40 FENCING Steel pedestrian guardrail by Barrier Direct, product reference: 7654; consisting of 50 x 30 frame with 12 diameter for infill, polyester powder coated, RAL 9005; include concrete root footings; as drawing ZZ-SL-DR-L-7005 Railings 1005 high | 18 | m
31/1/3 | [6 empty] | To Collection: | 0
22-004I 10/03/2025 13:08:22 Page : 144
Phase 4 - External Works
Bill | Section | Page | Ref | Description | Quantity | Unit | Rate | Extension | Activity
31 | 1 | 4 | A | Q50 SITE / STREET FURNITURE / EQUIPMENT Fixtures, furnishings and equipment not associated with services Building signage totem; by Rydon Signs or similar approved, polyester powder coated frame, colour: to match curtain walling within building; glazed infill panels, 3D built up lettering, allow for illumination as NBS N91/120 size 1500 x 300 x 2500 | 0 | no
31 | 1 | 4 | B | Benches; by Logic bespoke, product reference: modal: polyester powder coated legs RAL 7022 with timber slat bench finish, include for concrete root footing 2480 long x 785 total height | 1 | no
31 | 1 | 4 | C | Planter; by Iota, product reference: custom steel planter, polyester powder coated size 5000 long x 1750 wide x 500 high | 1 | no
31 | 1 | 4 | D | Planter installation | 1 | no
31 | 1 | 4 | E | Cycle hoops; by Marshalls, product reference: essentials cycle stand, finish: brushed stainless steel, include for concrete root footing 800 long x 750 high | 3 | no
31 | 1 | 4 | F | Door hoops; by Autopa Limited, product reference: thin type 2 doorstop,; stainless steel, polyester powder coated, include for concrete root footing size 350 wide x 1100 above ground x 48 diamter tube | 5 | no
31/1/4 | [6 empty] | To Collection: | 0
Collection Sheet | [7 empty] | £ p
Page Total : 31/1/1 | [7 empty] | 0
Page Total : 31/1/2 | [7 empty] | 0
Page Total : 31/1/3 | [7 empty] | 0
Page Total : 31/1/4 | [7 empty] | 0
[7 empty] | Total : | 0
22-004I 10/03/2025 13:08:22 Page : 146
Phase 4 - Drainage
Bill | Section | Page | Ref | Description | Quantity | Unit | Rate | Extension | Activity
32 | 1 | 1 | A | Q PAVING / PLANTING / FENCING / SITE FURNITURE Q10 KERBS / EDGINGS / CHANNELS / PAVING ACCESSORIES Channels ACO Q-max 225 drainage channels; 50 thick sand blinding; 150 thick C20/25A concrete bed and surround; as drawing DWG1-BJB-Z0-SL-DR-C-00611; include for all excavation and disposal of surplus excavated material off site straight | 29 | m
32 | 1 | 1 | B | extra for; outlet | 3 | no
32 | 1 | 1 | C | extra for; stop end | 3 | no
32 | 1 | 1 | D | R DISPOSAL SYSTEMS R12 DRAINAGE BELOW GROUND Excavating trenches; include for disposal of surplus excavated material off site, earthwork support, consolidation of trench bottom, working space and backfill with selected excavated material For pipes; not exceeding 200 nominal size 500 average depth | 1 | m
32 | 1 | 1 | E | Beds and surrounds Plain insitu concrete; grade RC20/25; include for movement joints at pipe joints; as drawing DGW1-BJB-Z0-SL-DR-C-00610 450 x 150 bed; surround 150 thick; for pipe 150 nominal size | 1 | m
32/1/1 | [6 empty] | To Collection: | 0
22-004I 10/03/2025 13:08:22 Page : 147
Phase 4 - Drainage
Bill | Section | Page | Ref | Description | Quantity | Unit | Rate | Extension | Activity
32 | 1 | 2 | A | Naylor Densleeve flexibly jointed vitrified clay pipework Pipework laid in trenches 150 nominal size | 1 | m
32 | 1 | 2 | B | extra for; bend | 8 | no
32 | 1 | 2 | C | extra for; rest bend; include for vertical pipework | 2 | no
32 | 1 | 2 | D | Testing and commissioning Drainage system in stages; by water | 1 | ITEM
32 | 1 | 2 | E | on completion; by water | 1 | ITEM
32 | 1 | 2 | F | CCTV inspection on completion; by water | 1 | ITEM
32 | 1 | 2 | G | Cleaning Drainage system where required | 1 | ITEM
32/1/2 | [6 empty] | To Collection: | 0
Collection Sheet | [7 empty] | £ p
Page Total : 32/1/1 | [7 empty] | 0
Page Total : 32/1/2 | [7 empty] | 0
[7 empty] | Total : | 0
22-004I 10/03/2025 13:08:22 Page : 149
Phase 4 - External Services
Bill | Section | Page | Ref | Description | Quantity | Unit | Rate | Extension | Activity
33 | 1 | 1 | A | P BUILDING FABRIC SUNDRIES P30 TRENCHES / PIPEWAYS / PITS FOR BURIED ENGINEERING SERVICES Excavating trenches; include for disposal of surplus excavated material off site, earthwork support, consolidation of trench bottom, working space and backfill For services; not exceeding 200 nominal size 750 average depth; to accommodate external lighting ducts | 50 | m
33 | 1 | 1 | B | For multiple services in the same trench; not exceeding 200 nominal size 750 average depth; to accommodate 4 No. communication ducts | 11 | m
33 | 1 | 1 | C | Beds and surrounds 100 thick bed; 150 thick surround; granular material; obtained off site for external lighting ducts | 50 | m
33 | 1 | 1 | D | for communication ducts | 11 | m
33 | 1 | 1 | E | Stop cock pits, valve chambers and the like Draw pits communication ducts | 1 | no
33 | 1 | 1 | F | external lighting ducts | 1 | no
33 | 1 | 1 | G | Underground ducts for engineering services PVC ducts; complete with draw strings 100 diameter for external lighting | 50 | m
33 | 1 | 1 | H | 100 diameter for communication duct | 44 | m
33/1/1 | [6 empty] | To Collection: | 0
22-004I 10/03/2025 13:08:22 Page : 150
Phase 4 - External Services
Bill | Section | Page | Ref | Description | Quantity | Unit | Rate | Extension | Activity
33 | 1 | 2 | A | Items extra over the duct in which they occur Special treatment to ends connection into building; external lighting | 2 | no
33 | 1 | 2 | B | connection into external lighting; external lighting | 11 | no
33 | 1 | 2 | C | connection into draw pits; external lighting | 1 | no
33 | 1 | 2 | D | connection into draw pits; communications | 1 | no
33 | 1 | 2 | E | Identification tapes Incorporating metallic strip; laid in service trenches for external lighting ducts | 50 | m
33 | 1 | 2 | F | for 4 no. communication ducts | 11 | m
33 | 1 | 2 | G | Builders work Allow for cutting holes, chases etc and building in ducts for main services external lighting | 1 | ITEM
33 | 1 | 2 | H | communications | 1 | ITEM
33/1/2 | [6 empty] | To Collection: | 0
Collection Sheet | [7 empty] | £ p
Page Total : 33/1/1 | [7 empty] | 0
Page Total : 33/1/2 | [7 empty] | 0
[7 empty] | Total : | 0
22-004I 10/03/2025 13:08:22 Page : 152
Phase 5 - Cut & Fill
Bill | Section | Page | Ref | Description | Quantity | Unit | Rate | Extension | Activity
34 | 1 | 1 | A | D GROUNDWORK D20 EXCAVATING AND FILLING Filling to make up levels Average thickness not exceeding 0.25 m obtained off site; 6F2/ 6F5 hardcore for making up levels | 54 | m3
34 | 1 | 1 | B | Average thickness exceeding 0.25 m obtained off site; 6F2/ 6F5 hardcore for making up levels; deposited in layers, compacted generally | 17 | m3
34 | 1 | 1 | C | Surface treatments Compacting filling; 6F2/ 6F5 hardcore | 389 | m2
34/1/1 | [6 empty] | To Collection: | 0
Collection Sheet | [7 empty] | £ p
Page Total : 34/1/1 | [7 empty] | 0
[7 empty] | Total : | 0
22-004I 10/03/2025 13:08:22 Page : 154
Phase 5 - External Works
Bill | Section | Page | Ref | Description | Quantity | Unit | Rate | Extension | Activity
35 | 1 | 1 | A | D GROUNDWORK D20 EXCAVATING AND FILLING Excavating Trenches exceeding 300 wide 1 m maximum depth | 10 | m3
35 | 1 | 1 | B | Items extra over any types of excavation irrespective of depth next to existing services | 1 | ITEM
35 | 1 | 1 | C | around existing services crossing excavation | 1 | ITEM
35 | 1 | 1 | D | Working space allowance to excavations Trenches exceeding 300 wide 1 m maximum depth | 43 | m2
35 | 1 | 1 | E | Earthwork support 1 m maximum depth distance between opposing faces not exceeding 2 m | 43 | m2
35 | 1 | 1 | F | Disposal Disposal of water surface water | 1 | ITEM
35 | 1 | 1 | G | ground water | 1 | ITEM
35 | 1 | 1 | H | Excavated material off site | 10 | m3
35 | 1 | 1 | J | Filling to make up levels Average thickness exceeding 0.25 m obtained off site; topsoil | 12 | m3
35/1/1 | [6 empty] | To Collection: | 0
22-004I 10/03/2025 13:08:22 Page : 155
Phase 5 - External Works
Bill | Section | Page | Ref | Description | Quantity | Unit | Rate | Extension | Activity
35 | 1 | 2 | A | Surface treatments Compacting bottom of excavations | 38 | m2
35 | 1 | 2 | B | Preparing subsoil for topsoil generally | 26 | m2
35 | 1 | 2 | C | E IN SITU CONCRETE / LARGE PRECAST CONCRETE E10 MIXING / CASTING / CURING IN-SITU CONCRETE Plain insitu concrete; GEN 3 mix; 20 aggregate Foundations generally; filled into formwork | 4 | m3
35 | 1 | 2 | D | Beds; as blinding not exceeding 150 thick | 1 | m3
35 | 1 | 2 | E | E20 FORMWORK FOR IN-SITU CONCRETE Sides of foundations Plain, vertical 250 to 500 high | 54 | m
35 | 1 | 2 | F | F MASONRY F10 BRICK / BLOCK WALLING Clay facing brickwork; to Contractor's choice; laid in half lap stretcher bond in approved mortar with approved joints Walls one brick thick; built using two skins; include all necessary wall ties | 24 | m2
35/1/2 | [6 empty] | To Collection: | 0
22-004I 10/03/2025 13:08:22 Page : 156
Phase 5 - External Works
Bill | Section | Page | Ref | Description | Quantity | Unit | Rate | Extension | Activity
35 | 1 | 3 | A | Clay facing brickwork; to Contractor's choice; laid in half lap stretcher bond in approved mortar with approved joints Copings brick on edge coping | 27 | m
35 | 1 | 3 | B | F30 ACCESSORIES / SUNDRY ITEMS FOR BRICK / BLOCK / STONE WALLING Damp proof courses; Visqueen Zedex CPT damp proof courses; lapped joints Damp proof courses width not exceeding 225; horizontal | 6 | m2
35 | 1 | 3 | C | L WINDOWS / DOORS / STAIRS L30 STAIRS / WALKWAYS / BALUSTRADES Associated handrail; to Contractor's choice; handrail and supports to Landscape Architect's details, as detail 04 on drawing SL-DR-L-7006 P02 Associated handrails 1000 high; raking | 10 | m
35 | 1 | 3 | D | Extra for stop ends | 18 | no
35/1/3 | [6 empty] | To Collection: | 0
22-004I 10/03/2025 13:08:22 Page : 157
Phase 5 - External Works
Bill | Section | Page | Ref | Description | Quantity | Unit | Rate | Extension | Activity
35 | 1 | 4 | A | Q PAVING / PLANTING / FENCING / SITE FURNITURE Q10 KERBS / EDGINGS / CHANNELS / PAVING ACCESSORIES Precast concrete kerbs by Marshalls PLC, product reference: precast concrete/ conservation kerbs; allow for all necessary excavation, disposal, consolidation of trench bottom; ST4 concrete bed and haunch; backfill with selected excavated material; make allowance for R10/R12 dowel bars, 220 long where required Edgings size 915 x 50 x 150; conservation edging; E1 | 52 | m
35 | 1 | 4 | B | Q20 GRANULAR SUB BASES TO ROADS / PAVINGS Filling to make up levels Average thickness not exceeding 0.25 m obtained off site; dry sand blinding | 19 | m3
35 | 1 | 4 | C | obtained off site; type 1 hardcore | 50 | m3
35 | 1 | 4 | D | Surface treatments Compacting filling; dry sand blinding | 389 | m2
35 | 1 | 4 | E | filling; type 1 hardcore | 336 | m2
35 | 1 | 4 | F | bottom of excavations | 389 | m2
35/1/4 | [6 empty] | To Collection: | 0
22-004I 10/03/2025 13:08:22 Page : 158
Phase 5 - External Works
Bill | Section | Page | Ref | Description | Quantity | Unit | Rate | Extension | Activity
35 | 1 | 5 | A | Q22 COATED MACADAM / ASPHALT ROADS / PAVINGS Paving sub-base; regulate beneath flag paving with AC20 binder course; as drawing XX-DR-D-00201; overall thickness: to be confirmed on site Pavings level and to falls only | 52 | m2
35 | 1 | 5 | B | Q25 SLAB / BRICK / BLOCK / SETT / COBBLE PAVINGS Concrete pavers by Hardscape, product reference: Kellen breccia, colour: giallo, size to be confirmed x 80 thick; bond 1 Pavings level and to falls only | 389 | m2
35 | 1 | 5 | C | Treads 400 wide | 36 | m
35 | 1 | 5 | D | Risers 150 high | 36 | m
35 | 1 | 5 | E | Tactile flag paving to by Marhsalls, product reference buff, pressed concrete flag with profiled surface, laid in stack bond; tactile flags, size 400 x 400 x 65 thick Pavings level and to falls only | 18 | m2
35 | 1 | 5 | F | Q31 EXTERNAL PLANTING Cultivating Ground 150 deep | 26 | m2
35/1/5 | [6 empty] | To Collection: | 0
22-004I 10/03/2025 13:08:22 Page : 159
Phase 5 - External Works
Bill | Section | Page | Ref | Description | Quantity | Unit | Rate | Extension | Activity
35 | 1 | 6 | A | Surface applications; applying herbicides and fertilisers General surfaces generally | 26 | m2
35 | 1 | 6 | B | Soft landscaping Ornamental mix planting as drawing ZZ-SH-L-001 P02 | 26 | m2
35 | 1 | 6 | C | Mulching after planting; 50 thick bark mulch medium grade Mulching 50 thick | 26 | m2
35 | 1 | 6 | D | Maintenance Allow for 12 months maintenance generally | 1 | ITEM
35 | 1 | 6 | E | Q50 SITE / STREET FURNITURE / EQUIPMENT Fixtures, furnishings and equipment not associated with services Planter; by Iota, product reference: custom steel planter, polyester powder coated Drawing 0001 Landscape materials schedule; RAL 1035 Metalic size 4800 long x 1400 wide x 500 high | 1 | no
35 | 1 | 6 | F | Planter installation | 1 | no
35 | 1 | 6 | G | Q50 SITE / STREET FURNITURE / EQUIPMENT Fixtures, furnishings and equipment not associated with services Planter; by Lota, product reference: custom steel planter, polyester powder coated size 5000 long x 1550 wide x 500 high | 1 | no
35 | 1 | 6 | H | Planter installation | 1 | no
35 | 1 | 6 | J | size 9500 long x 1400 wide x 500 high | 1 | no
35 | 1 | 6 | K | Planter installation | 1 | no
35 | 1 | 6 | L | Door hoops; by Autopa Limited, product reference: thin type 2 doorstop,; stainless steel, polyester powder coated, include for concrete root footing size 350 wide x 1100 above ground x 48 diamter tube | 4 | no
35/1/6 | [6 empty] | To Collection: | 0
Collection Sheet | [7 empty] | £ p
Page Total : 35/1/1 | [7 empty] | 0
Page Total : 35/1/2 | [7 empty] | 0
Page Total : 35/1/3 | [7 empty] | 0
Page Total : 35/1/4 | [7 empty] | 0
Page Total : 35/1/5 | [7 empty] | 0
Page Total : 35/1/6 | [7 empty] | 0
[7 empty] | Total : | 0
22-004I 10/03/2025 13:08:22 Page : 161
Phase 5 - Drainage
Bill | Section | Page | Ref | Description | Quantity | Unit | Rate | Extension | Activity
36 | 1 | 1 | A | Q PAVING / PLANTING / FENCING / SITE FURNITURE Q10 KERBS / EDGINGS / CHANNELS / PAVING ACCESSORIES Channels ACO Q-max 350 drainage channels; 50 thick sand blinding; 150 thick C20/25A concrete bed and surround; as drawing DWG1-BJB-Z0-SL-DR-C-00611; include for all excavation and disposal of surplus excavated material off site straight | 31 | m
36 | 1 | 1 | B | extra for; outlet | 4 | no
36 | 1 | 1 | C | extra for; stop end | 2 | no
36 | 1 | 1 | D | ACO step drain drainage channels; as drawing DGW1-BJB-Z0-SL-DR-C-0602; include for all excavation, disposal of surplus excavated material off site and concrete bed and haunch straight | 4 | m
36 | 1 | 1 | E | extra for; outlet | 2 | no
36 | 1 | 1 | F | extra for; stop end | 4 | no
36 | 1 | 1 | G | R DISPOSAL SYSTEMS R12 DRAINAGE BELOW GROUND Excavating trenches; include for disposal of surplus excavated material off site, earthwork support, consolidation of trench bottom, working space and backfill with selected excavated material For pipes; not exceeding 200 nominal size 500 average depth | 8 | m
36/1/1 | [6 empty] | To Collection: | 0
22-004I 10/03/2025 13:08:22 Page : 162
Phase 5 - Drainage
Bill | Section | Page | Ref | Description | Quantity | Unit | Rate | Extension | Activity
36 | 1 | 2 | A | Beds and surrounds Plain insitu concrete; grade RC20/25; include for movement joints at pipe joints; as drawing DGW1-BJB-Z0-SL-DR-C-00610 410 x 150 bed; surround 150 thick; for pipe 110 nominal size | 3 | m
36 | 1 | 2 | B | 450 x 150 bed; surround 150 thick; for pipe 150 nominal size | 5 | m
36 | 1 | 2 | C | Naylor Densleeve flexibly jointed vitrified clay pipework Pipework laid in trenches 110 nominal size | 3 | m
36 | 1 | 2 | D | extra for; bend | 8 | no
36 | 1 | 2 | E | 150 nominal size | 5 | m
36 | 1 | 2 | F | extra for; bend | 8 | no
36 | 1 | 2 | G | Testing and commissioning Drainage system in stages; by water | 1 | ITEM
36 | 1 | 2 | H | on completion; by water | 1 | ITEM
36 | 1 | 2 | J | CCTV inspection on completion | 1 | ITEM
36 | 1 | 2 | K | Cleaning Drainage system where required | 1 | ITEM
36/1/2 | [6 empty] | To Collection: | 0
Collection Sheet | [7 empty] | £ p
Page Total : 36/1/1 | [7 empty] | 0
Page Total : 36/1/2 | [7 empty] | 0
[7 empty] | Total : | 0
22-004I 10/03/2025 13:08:22 Page : 164
Phase 5 - External Services
Bill | Section | Page | Ref | Description | Quantity | Unit | Rate | Extension | Activity
37 | 1 | 1 | A | P BUILDING FABRIC SUNDRIES P30 TRENCHES / PIPEWAYS / PITS FOR BURIED ENGINEERING SERVICES Excavating trenches; include for disposal of surplus excavated material off site, earthwork support, consolidation of trench bottom, working space and backfill For services; not exceeding 200 nominal size 750 average depth; to accommodate external lighting ducts | 0 | m
37 | 1 | 1 | B | 750 average depth; to accommodate internal DNO supplies/ LV ducts | 20 | m
37 | 1 | 1 | C | 750 average depth; to accommodate water main ducts | 50 | m
37 | 1 | 1 | D | For multiple services in the same trench; not exceeding 200 nominal size 750 average depth; to accommodate 2 No. external lighting ducts | 0 | m
37 | 1 | 1 | E | 750 average depth; to accommodate DNO feeder cables/ LV ducts | 30 | m
37 | 1 | 1 | F | Beds and surrounds 100 thick bed; 150 thick surround; granular material; obtained off site for external lighting ducts | 0 | m
37 | 1 | 1 | G | for DNO feeder cables/ LV ducts | 30 | m
37 | 1 | 1 | H | for DNO supplies/ LV ducts | 20 | m
37 | 1 | 1 | J | for water main ducts | 50 | m
37/1/1 | [6 empty] | To Collection: | 0
22-004I 10/03/2025 13:08:22 Page : 165
Phase 5 - External Services
Bill | Section | Page | Ref | Description | Quantity | Unit | Rate | Extension | Activity
37 | 1 | 2 | A | Stop cock pits, valve chambers and the like IDNO heavy duty cutout metering unit internal DNO supplies/ LV | 2 | no
37 | 1 | 2 | B | Draw pits for external lighting | 0 | no
37 | 1 | 2 | C | Underground ducts for engineering services PVC ducts; complete with draw strings 100 diameter for external lighting | 0 | m
37 | 1 | 2 | D | 150 diameter for external lighting | 0 | m
37 | 1 | 2 | E | diameter unknown for DNO feeder cables/LV ducts | 60 | m
37 | 1 | 2 | F | diameter unknown for DNO supplies/LV duct | 20 | m
37 | 1 | 2 | G | MDPE pipe; include for all fittings diameter unknown for water pipe mains | 50 | m
37 | 1 | 2 | H | Items extra over the duct in which they occur Special treatment to ends connection into external lighting; external lighting | 0 | no
37 | 1 | 2 | J | connection into draw pits; external lighting | 0 | no
37 | 1 | 2 | K | connection into 1DNO heavy duty cutout metering unit; DNO supplies/LV | 2 | no
37 | 1 | 2 | L | connection into building; DNO supplies/ LV duct | 2 | no
37 | 1 | 2 | M | connection into building; DNO feeder cables/ LV duct | 2 | no
37/1/2 | [6 empty] | To Collection: | 0
22-004I 10/03/2025 13:08:22 Page : 166
Phase 5 - External Services
Bill | Section | Page | Ref | Description | Quantity | Unit | Rate | Extension | Activity
37 | 1 | 3 | A | Identification tapes Incorporating metallic strip; laid in service trenches for DNO feeder cables/LV ducts | 30 | m
37 | 1 | 3 | B | for DNO supplies/LV ducts | 20 | m
37 | 1 | 3 | C | for external lighting ducts | 0 | m
37 | 1 | 3 | D | for 2 no. external lighting ducts | 0 | m
37 | 1 | 3 | E | for water mains duct | 50 | m
37 | 1 | 3 | F | Builders work Allow for cutting holes, chases etc and building in ducts for main services DNO feeder cables/LV ducts | 1 | ITEM
37 | 1 | 3 | G | DNO supplies/LV ducts | 1 | ITEM
37 | 1 | 3 | H | water mains | 1 | ITEM
37 | 1 | 3 | J | external lighting | 1 | ITEM
37/1/3 | [6 empty] | To Collection: | 0
Collection Sheet | [7 empty] | £ p
Page Total : 37/1/1 | [7 empty] | 0
Page Total : 37/1/2 | [7 empty] | 0
Page Total : 37/1/3 | [7 empty] | 0
[7 empty] | Total : | 0
22-004I 10/03/2025 13:08:22 Page : 168
Phase 6 - Cut & Fill
Bill | Section | Page | Ref | Description | Quantity | Unit | Rate | Extension | Activity
38 | 1 | 1 | A | D GROUNDWORK D20 EXCAVATING AND FILLING Filling to make up levels Average thickness exceeding 0.25 m obtained off site; 6F2/ 6F5 hardcore for making up levels | 243 | m3
38 | 1 | 1 | B | Surface treatments Compacting filling; 6F2/ 6F5 hardcore | 565 | m2
38/1/1 | [6 empty] | To Collection: | 0
Collection Sheet | [7 empty] | £ p
Page Total : 38/1/1 | [7 empty] | 0
[7 empty] | Total : | 0
22-004I 10/03/2025 13:08:22 Page : 170
Phase 6 - External Works
Bill | Section | Page | Ref | Description | Quantity | Unit | Rate | Extension | Activity
39 | 1 | 1 | A | D GROUNDWORK D20 EXCAVATING AND FILLING Excavating Trenches exceeding 300 wide 1 m maximum depth | 13 | m3
39 | 1 | 1 | B | Items extra over any types of excavation irrespective of depth next to existing services | 1 | ITEM
39 | 1 | 1 | C | next to existing services crossing excavations | 1 | ITEM
39 | 1 | 1 | D | Working space allowance to excavations Trenches exceeding 300 wide 1 m maximum depth | 35 | m2
39 | 1 | 1 | E | Earthwork support 1 m maximum depth distance between opposing faces not exceeding 2 m | 35 | m2
39 | 1 | 1 | F | Disposal Disposal of water surface water | 1 | ITEM
39 | 1 | 1 | G | ground water | 1 | ITEM
39 | 1 | 1 | H | Excavated material off site | 13 | m3
39 | 1 | 1 | J | Surface treatments Compacting bottom of excavations | 16 | m2
39/1/1 | [6 empty] | To Collection: | 0
22-004I 10/03/2025 13:08:22 Page : 171
Phase 6 - External Works
Bill | Section | Page | Ref | Description | Quantity | Unit | Rate | Extension | Activity
39 | 1 | 2 | A | E IN SITU CONCRETE / LARGE PRECAST CONCRETE E10 MIXING / CASTING / CURING IN-SITU CONCRETE Plain insitu concrete; GEN 3 mix; 20 aggregate Beds; as blinding not exceeding 150 thick | 1 | m3
39 | 1 | 2 | B | Reinforced insitu concrete; RC32/40 design mix; 20 aggregate; DC-3 classifcation Foundations generally; filled into formwork | 12 | m3
39 | 1 | 2 | C | E30 REINFORCEMENT FOR IN-SITU CONCRETE High yield reinforcement allowances; include laps, tying wires and distance blocks Bars bollard foundations; allow 150 kg/m³ | 1.83 | t
39 | 1 | 2 | D | Q PAVING / PLANTING / FENCING / SITE FURNITURE Q10 KERBS / EDGINGS / CHANNELS / PAVING ACCESSORIES Precast concrete kerbs by Marshalls PLC, product reference: precast concrete/ conservation kerbs; allow for all necessary excavation, disposal, consolidation of trench bottom; ST4 concrete bed and haunch; backfill with selected excavated material; make allowance for R10/R12 dowel bars, 220 long where required Edgings size 915 x 50 x 150; conservation edging; E1 | 43 | m
39/1/2 | [6 empty] | To Collection: | 0
22-004I 10/03/2025 13:08:22 Page : 172
Phase 6 - External Works
Bill | Section | Page | Ref | Description | Quantity | Unit | Rate | Extension | Activity
39 | 1 | 3 | A | Q22 COATED MACADAM / ASPHALT ROADS / PAVINGS Proposed tarmac footway overlay construction consisting of 25 thick 6 aggregate DBM 190 pen surface course of 55 thick 20 aggregate DBN 190 pen binder course; as drawing XX-DR-D-00201; overall thickness: 80 thick Pavings level and to falls only | 565 | m2
39 | 1 | 3 | B | Q40 FENCING Steel pedestrian guardrail by Barrier Direct, product reference: 7654; consisting of 50 x 30 frame with 12 diameter for infill, polyester powder coated, RAL 9005; include concrete root footings; as drawing ZZ-SL-DR-L-7005 Railings 1005 high | 12 | m
39 | 1 | 3 | C | Q50 SITE / STREET FURNITURE / EQUIPMENT Fixtures, furnishings and equipment not associated with services Bollards; by Townscape, product reference: CT40 N2/02 mild steel counter terror bollard, galvanised and polyester powder coated, RAL 7026 1000 high | 12 | no
39 | 1 | 3 | D | 1000 high manually removable | 2 | no
39/1/3 | [6 empty] | To Collection: | 0
Collection Sheet | [7 empty] | £ p
Page Total : 39/1/1 | [7 empty] | 0
Page Total : 39/1/2 | [7 empty] | 0
Page Total : 39/1/3 | [7 empty] | 0
[7 empty] | Total : | 0
22-004I 10/03/2025 13:08:22 Page : 174
Phase 6 - Drainage
Bill | Section | Page | Ref | Description | Quantity | Unit | Rate | Extension | Activity
40 | 1 | 1 | A | No works in this section 1 ITEM | 0
40/1/1 | [6 empty] | To Collection:
Collection Sheet | [7 empty] | £ p
Page Total : 40/1/1 | [7 empty] | 0
[7 empty] | Total : | 0
22-004I 10/03/2025 13:08:22 Page : 176
Phase 6 - External Services
Bill | Section | Page | Ref | Description | Quantity | Unit | Rate | Extension | Activity
41 | 1 | 1 | A | P BUILDING FABRIC SUNDRIES P30 TRENCHES / PIPEWAYS / PITS FOR BURIED ENGINEERING SERVICES Excavating trenches; include for disposal of surplus excavated material off site, earthwork support of trench bottom, backfill with imported granular material obtained off site For services; not exceeding 200 nominal size 750 average depth; to accommodate external lighting ducts | 35 | m
41 | 1 | 1 | B | 750 average depth; to accommodate water main ducts | 45 | m
41 | 1 | 1 | C | 750 average depth; to HV Ducts | 63 | m
41 | 1 | 1 | D | For multiple services in the same trench; not exceeding 200 nominal size 750 average depth; to accommodate 2 No. external lighting ducts | 20 | m
41 | 1 | 1 | E | 750 average depth; to accommodate DNO feeder cables/ LV ducts | 30 | m
41 | 1 | 1 | F | 750 average depth; to accommodate 3 no. water main ducts | 19 | m
41 | 1 | 1 | G | Beds and surrounds 100 thick bed; 150 thick surround; granular material; obtained off site for external lighting ducts | 55 | m
41 | 1 | 1 | H | for DNO feeder cables/ LV ducts | 30 | m
41 | 1 | 1 | J | for water main ducts | 64 | m
41 | 1 | 1 | K | for HV ducts | 63 | m
41/1/1 | [6 empty] | To Collection: | 0
22-004I 10/03/2025 13:08:22 Page : 177
Phase 6 - External Services
Bill | Section | Page | Ref | Description | Quantity | Unit | Rate | Extension | Activity
41 | 1 | 2 | A | Stop cock pits, valve chambers and the like Draw pits for external lighting | 1 | no
41 | 1 | 2 | B | Water meters water mains | 3 | no
41 | 1 | 2 | C | Underground ducts for engineering services MDPE pipe; include for all fittings diameter unknown for water pipe mains | 102 | m
41 | 1 | 2 | D | PVC ducts; complete with draw strings 100 diameter for external lighting | 35 | m
41 | 1 | 2 | E | 150 diameter for external lighting | 40 | m
41 | 1 | 2 | F | diameter unknown for HV ducts | 64 | m
41 | 1 | 2 | G | diameter unknown for DNO feeder cables/LV ducts | 60 | m
41 | 1 | 2 | H | Items extra over the duct in which they occur Special treatment to ends connection into external lighting; external lighting | 2 | no
41 | 1 | 2 | J | connection into draw pits; external lighting | 2 | no
41 | 1 | 2 | K | connection into substation; DNO feeder cables/ LV duct | 2 | no
41 | 1 | 2 | L | connection into substation; HV | 2 | no
41 | 1 | 2 | M | connection into water meter; water main | 3 | no
41 | 1 | 2 | N | connection into existing water mains; water main | 10 | no
41 | 1 | 2 | P | connection into POC; HV | 2 | no
41/1/2 | [6 empty] | To Collection: | 0
22-004I 10/03/2025 13:08:22 Page : 178
Phase 6 - External Services
Bill | Section | Page | Ref | Description | Quantity | Unit | Rate | Extension | Activity
41 | 1 | 3 | A | Identification tapes Incorporating metallic strip; laid in service trenches for DNO feeder cables/LV ducts | 30 | m
41 | 1 | 3 | B | for external lighting ducts | 0 | m
41 | 1 | 3 | C | for 2 no. external lighting ducts | 0 | m
41 | 1 | 3 | D | for water mains duct | 45 | m
41 | 1 | 3 | E | for 3 no. water mains duct | 19 | m
41 | 1 | 3 | F | for HV ducts | 63 | m
41 | 1 | 3 | G | Builders work Allow for cutting holes, chases etc and building in ducts for main services DNO feeder cables/LV ducts | 1 | ITEM
41 | 1 | 3 | H | water mains | 1 | ITEM
41 | 1 | 3 | J | external lighting | 1 | ITEM
41 | 1 | 3 | K | HV ducts | 1 | ITEM
41/1/3 | [6 empty] | To Collection: | 0
Collection Sheet | [7 empty] | £ p
Page Total : 41/1/1 | [7 empty] | 0
Page Total : 41/1/2 | [7 empty] | 0
Page Total : 41/1/3 | [7 empty] | 0
[7 empty] | Total : | 0
22-004I 10/03/2025 13:08:22 Page : 180
Phase 7 - Cut & Fill
Bill | Section | Page | Ref | Description | Quantity | Unit | Rate | Extension | Activity
42 | 1 | 1 | A | D GROUNDWORK D20 EXCAVATING AND FILLING Excavating To reduce levels 1 m maximum depth | 420 | m3
42 | 1 | 1 | D | Breaking out existing hard pavings Break out existing tarmac/ concrete flags or block paving depth to be confirmed on site | 377 | m2
42 | 1 | 1 | E | Concrete ground floor slab; with reinforcement depth to be confirmed on site | 375 | m2
42 | 1 | 1 | F | Foundations Break out existing foundations to Trafford Court Block B; to a depth of 1m | 1 | Item
42 | 1 | 1 | G | Disposal Disposal of water surface water | 1 | ITEM
42 | 1 | 1 | H | ground water | 1 | ITEM
42 | 1 | 1 | J | Excavated material off site | 295 | m3
42 | 1 | 1 | K | Hot spot of hazardous materials in TP09 identified in Arc environmental report 12th September 2024. Assumed 5m x 5m x 5m deep | 125 | m3
42 | 1 | 1 | L | Surface treatments Compacting bottom of excavations | 852 | m2
42/1/1 | [6 empty] | To Collection: | 0
Collection Sheet | [7 empty] | £ p
Page Total : 42/1/1 | [7 empty] | 0
[7 empty] | Total : | 0
22-004I 10/03/2025 13:08:22 Page : 182
Phase 7 - External Works
Bill | Section | Page | Ref | Description | Quantity | Unit | Rate | Extension | Activity
43 | 1 | 1 | A | D GROUNDWORK D20 EXCAVATING AND FILLING Excavating Trenches exceeding 300 wide 1 m maximum depth | 20 | m3
43 | 1 | 1 | B | Items extra over any types of excavation irrespective of depth next to existing services | 1 | ITEM
43 | 1 | 1 | C | next to existing services crossing excavations | 1 | ITEM
43 | 1 | 1 | D | Working space allowance to excavations Trenches exceeding 300 wide 1 m maximum depth | 59 | m2
43 | 1 | 1 | E | Earthwork support 1 m maximum depth distance between opposing faces not exceeding 2 m | 59 | m2
43 | 1 | 1 | F | Disposal Disposal of water surface water | 1 | ITEM
43 | 1 | 1 | G | ground water | 1 | ITEM
43 | 1 | 1 | H | Excavated material off site | 20 | m3
43 | 1 | 1 | J | Filling to make up levels Average thickness not exceeding 0.25 m obtained off site; topsoil | 90 | m3
43/1/1 | [6 empty] | To Collection: | 0
22-004I 10/03/2025 13:08:22 Page : 183
Phase 7 - External Works
Bill | Section | Page | Ref | Description | Quantity | Unit | Rate | Extension | Activity
43 | 1 | 2 | A | Filling to make up levels Average thickness exceeding 0.25 m obtained off site; topsoil | 62 | m3
43 | 1 | 2 | B | Surface treatments Compacting bottom of excavations | 522 | m2
43 | 1 | 2 | C | Preparing subsoil for topsoil generally | 496 | m2
43 | 1 | 2 | D | E IN SITU CONCRETE / LARGE PRECAST CONCRETE E10 MIXING / CASTING / CURING IN-SITU CONCRETE Plain insitu concrete; GEN 3 mix; 20 aggregate Foundations generally; filled into formwork | 1 | m3
43 | 1 | 2 | E | Beds; as blinding not exceeding 150 thick | 1 | m3
43 | 1 | 2 | F | Reinforced insitu concrete; RC32/40 design mix; 20 aggregate; DC-3 classifcation Foundations generally; filled into formwork | 16 | m3
43 | 1 | 2 | G | E20 FORMWORK FOR IN-SITU CONCRETE Sides of foundations Plain, vertical 250 to 500 high | 16 | m
43/1/2 | [6 empty] | To Collection: | 0
22-004I 10/03/2025 13:08:22 Page : 184
Phase 7 - External Works
Bill | Section | Page | Ref | Description | Quantity | Unit | Rate | Extension | Activity
43 | 1 | 3 | A | Sides of foundations Plain, vertical 500 to 1 m high | 58 | m
43 | 1 | 3 | B | E30 REINFORCEMENT FOR IN-SITU CONCRETE High yield reinforcement; include laps, tying wires and distance blocks Bars bollard foundations; allow 150 kg/m³ | 2.45 | t
43 | 1 | 3 | C | F MASONRY F21 NATURAL STONE MASONRY WALLING / DRESSINGS Natural stone walling to Contractor's choice; laid in half lap stretcher bond in approved mortar with approved joints Walls 250 thick | 28 | m2
43 | 1 | 3 | D | F30 ACCESSORIES / SUNDRY ITEMS FOR BRICK / BLOCK / STONE WALLING Damp proof courses Damp proof courses width exceeding 225; horizontal | 2 | m2
43 | 1 | 3 | E | F31 PRECAST CONCRETE SILLS / LINTELS / COPINGS / FEATURES Once weathered coping system to Contractor's choice Copings 350 wide x 75-50 thick; assumed | 16 | m
43/1/3 | [6 empty] | To Collection: | 0
22-004I 10/03/2025 13:08:22 Page : 185
Phase 7 - External Works
Bill | Section | Page | Ref | Description | Quantity | Unit | Rate | Extension | Activity
43 | 1 | 4 | A | Q PAVING / PLANTING / FENCING / SITE FURNITURE Q10 KERBS / EDGINGS / CHANNELS / PAVING ACCESSORIES Precast concrete kerbs by Marshalls PLC, product reference: precast concrete/ conservation kerbs; allow for all necessary excavation, disposal, consolidation of trench bottom; ST4 concrete bed and haunch; backfill with selected excavated material; make allowance for R10/R12 dowel bars, 220 long where required Edgings size 915 x 50 x 150; conservation edging; E1 | 174 | m
43 | 1 | 4 | B | Q20 GRANULAR SUB BASES TO ROADS / PAVINGS Filling to make up levels Average thickness not exceeding 0.25 m obtained off site; dry sand blinding | 17 | m3
43 | 1 | 4 | C | obtained off site; type 1 hardcore | 53 | m3
43 | 1 | 4 | D | Surface treatments Compacting filling; dry sand blinding | 340 | m2
43 | 1 | 4 | E | filling; type 1 hardcore | 356 | m2
43 | 1 | 4 | F | bottom of excavations | 356 | m2
43/1/4 | [6 empty] | To Collection: | 0
22-004I 10/03/2025 13:08:22 Page : 186
Phase 7 - External Works
Bill | Section | Page | Ref | Description | Quantity | Unit | Rate | Extension | Activity
43 | 1 | 5 | A | Q22 COATED MACADAM / ASPHALT ROADS / PAVINGS Proposed buff coloured asphalt tarmac footway construction consisting of 30 thick buff coloured 6 aggregate DBM 190 pen surface course and 55 thick 20 aggregate DBM 190 pen binder course; as drawing XX-DR-D-00301 P01; overall thickness: 80 thick Pavings level and to falls only | 16 | m2
43 | 1 | 5 | B | Q25 SLAB / BRICK / BLOCK / SETT / COBBLE PAVINGS Concrete pavers by Hardscape, product reference: Kellen breccia, colour: giallo, size to be confirmed x 80 thick; bond 1 Pavings level and to falls only | 340 | m2
43 | 1 | 5 | C | Q30 SEEDING / TURFING Cultivating Ground 200 deep | 360 | m2
43 | 1 | 5 | D | Surface applications; applying herbicides and fertilisers General surfaces generally | 360 | m2
43 | 1 | 5 | E | Turfing Amenity grass turf; by Turf Growers Association as drawing ZZ-SH-L-001 P02 | 360 | m2
43/1/5 | [6 empty] | To Collection: | 0
22-004I 10/03/2025 13:08:22 Page : 187
Phase 7 - External Works
Bill | Section | Page | Ref | Description | Quantity | Unit | Rate | Extension | Activity
43 | 1 | 6 | A | Maintenance Allow 12 months maintenance generally | 1 | ITEM
43 | 1 | 6 | B | Q31 EXTERNAL PLANTING Cultivating Ground 150 deep | 136 | m2
43 | 1 | 6 | C | Bottom of tree pits 150 deep | 1 | m2
43 | 1 | 6 | D | Surface applications; applying herbicides and fertilisers General surfaces generally | 136 | m2
43 | 1 | 6 | E | Soft landscaping Screening mix planting as drawing ZZ-SH-L-001 P02 | 6 | m2
43 | 1 | 6 | F | Ornamental mix planting as drawing ZZ-SH-L-001 P02 | 125 | m2
43 | 1 | 6 | G | Trafford Way planting mix as drawing ZZ-SH-L-001 P02 | 4 | m2
43 | 1 | 6 | H | Trees Individually planted trees species as drawing ZZ-SH-L-001 P02 | 1 | no
43/1/6 | [6 empty] | To Collection:
22-004I 10/03/2025 13:08:22 Page : 188
Phase 7 - External Works
Bill | Section | Page | Ref | Description | Quantity | Unit | Rate | Extension | Activity
43 | 1 | 7 | A | Mulching after planting; 50 thick bark mulch medium grade Mulching 50 thick | 135 | m2
43 | 1 | 7 | B | Around individual plants; trees 50 thick; radius of stem | 1 | no
43 | 1 | 7 | C | Accessories Allow for all tree pit accessories; as drawing ZZ-SL-DR-L-7003 P03 generally | 1 | no
43 | 1 | 7 | D | Maintenance Allow for 12 months maintenance generally | 1 | ITEM
43 | 1 | 7 | E | Q50 SITE / STREET FURNITURE / EQUIPMENT Fixtures, furnishings and equipment not associated with services Art installation; details to be confirmed; allow for concrete base and installation of art generally | 1 | no
43 | 1 | 7 | E | Hoarding Artwork Hoarding artwork | 1 | no
43 | 1 | 7 | F | Benches; by Logic bespoke, product reference: modal: polyester powder coated legs RAL 7022 with timber slat bench finish, include for concrete root footing 2480 long x 785 total height | 9 | no
43 | 1 | 7 | G | Planter; by Iota, product reference: custom steel planter, polyester powder coated size 1950 long x 700 wide x 500 high | 3 | no
43 | 1 | 7 | H | Planter installation | 3 | no
43/1/7 | [6 empty] | To Collection: | 0
22-004I 10/03/2025 13:08:22 Page : 189
Phase 7 - External Works
Bill | Section | Page | Ref | Description | Quantity | Unit | Rate | Extension | Activity
43 | 1 | 8 | A | Fixtures, furnishings and equipment not associated with services Bollards; by Townscape, product reference: CT40 N2/02 mild steel counter terror bollard, galvanised and polyester powder coated, RAL 7026 1000 high | 18 | no
43 | 1 | 8 | B | 1000 high manually removable | 2 | no
43 | 1 | 8 | C | Steel planter surrounds ; circa 2000w x 750d x 1000h | 3 | no
43/1/8 | [6 empty] | To Collection: | 0
Collection Sheet | [7 empty] | £ p
Page Total : 43/1/1 | [7 empty] | 0
Page Total : 43/1/2 | [7 empty] | 0
Page Total : 43/1/3 | [7 empty] | 0
Page Total : 43/1/4 | [7 empty] | 0
Page Total : 43/1/5 | [7 empty] | 0
Page Total : 43/1/6 | [7 empty] | 0
Page Total : 43/1/7 | [7 empty] | 0
Page Total : 43/1/8 | [7 empty] | 0
[7 empty] | Total : | 0
22-004I 10/03/2025 13:08:22 Page : 191
Phase 7 - Drainage
Bill | Section | Page | Ref | Description | Quantity | Unit | Rate | Extension | Activity
44 | 1 | 1 | A | Q PAVING / PLANTING / FENCING / SITE FURNITURE Q10 KERBS / EDGINGS / CHANNELS / PAVING ACCESSORIES Channels ACO Multidrain M200D 20.0 drainage channels; as drawing DGW1-BJB-Z0-SL-DR-C-0603; include for all excavation, disposal of surplus excavated material off site and concrete bed and haunch straight | 35 | m
44 | 1 | 1 | B | extra for; outlet | 2 | no
44 | 1 | 1 | C | extra for; stop end | 4 | no
44 | 1 | 1 | D | R DISPOSAL SYSTEMS R12 DRAINAGE BELOW GROUND Excavating trenches; include for disposal of surplus excavated material off site, earthwork support, consolidation of trench bottom, working space and backfill with selected excavated material For pipes; not exceeding 200 nominal size 750 average depth | 20 | m
44 | 1 | 1 | E | For pipes; 225 nominal size 1250 average depth | 11 | m
44 | 1 | 1 | F | Beds and surrounds Granular material; Type S1; obtained off site; as drawing DGW1-BJB-Z0-SL-DR-C-00610 525 x 150 bed; surround 150 thick; for pipe 225 nominal size | 11 | m
44/1/1 | [6 empty] | To Collection: | 0
22-004I 10/03/2025 13:08:22 Page : 192
Phase 7 - Drainage
Bill | Section | Page | Ref | Description | Quantity | Unit | Rate | Extension | Activity
44 | 1 | 2 | A | Beds and surrounds Plain insitu concrete; grade RC20/25; include for movement joints at pipe joints; as drawing DGW1-BJB-Z0-SL-DR-C-00610 450 x 150 bed; surround 150 thick; for pipe 150 nominal size | 20 | m
44 | 1 | 2 | B | Naylor Densleeve flexibly jointed vitrified clay pipework Pipework laid in trenches 150 nominal size | 20 | m
44 | 1 | 2 | C | extra for; bend | 4 | no
44 | 1 | 2 | D | 225 nominal size | 11 | m
44 | 1 | 2 | E | Pipe accessories 600 long rocker pipes; built in flexible joints at both ends for pipe 150 nominal size | 2 | no
44 | 1 | 2 | F | for pipe 225 nominal size | 2 | no
44 | 1 | 2 | G | Manholes Precast concrete manhole type 2; sections and cover slab bedded with mortar, plastomeric or elastomeric seal; high strength concrete topping; GEN3 insitu concrete base and surround; minimum 2 courses of class B engineering bricks or precast concrete cover frame seating rings; mortar bedding and haunching to cover and frame; as drawing DGW1-BJB-Z0-SL-DR-C-00610; include for all excavation, disposal of surplus excavated material off site, earthwork support and backfill 1200 diameter, 1000 average depth; cover class B125 | 2 | no
44/1/2 | [6 empty] | To Collection: | 0
22-004I 10/03/2025 13:08:22 Page : 193
Phase 7 - Drainage
Bill | Section | Page | Ref | Description | Quantity | Unit | Rate | Extension | Activity
44 | 1 | 3 | A | Work to existing Excavate and expose existing surface water manhole; connect 1 no. new 225 diameter surface water pipe; include for all excavation, disposal of surplus excavated material off site, earthwork support and backfill 1250 average depth | 1 | no
44 | 1 | 3 | B | Testing and commissioning Drainage system in stages; by water | 1 | ITEM
44 | 1 | 3 | C | on completion; by water | 1 | ITEM
44 | 1 | 3 | D | Manholes in stages; by water | 1 | ITEM
44 | 1 | 3 | E | on completion; by water | 1 | ITEM
44 | 1 | 3 | F | CCTV inspection on completion | 1 | ITEM
44 | 1 | 3 | G | Cleaning Drainage system where required | 1 | ITEM
44/1/3 | [6 empty] | To Collection: | 0
Collection Sheet | [7 empty] | £ p
Page Total : 44/1/1 | [7 empty] | 0
Page Total : 44/1/2 | [7 empty] | 0
Page Total : 44/1/3 | [7 empty] | 0
[7 empty] | Total : | 0
22-004I 10/03/2025 13:08:22 Page : 195
Phase 7 - External Services
Bill | Section | Page | Ref | Description | Quantity | Unit | Rate | Extension | Activity
45 | 1 | 1 | A | P BUILDING FABRIC SUNDRIES P30 TRENCHES / PIPEWAYS / PITS FOR BURIED ENGINEERING SERVICES Excavating trenches; include for disposal of surplus excavated material off site, earthwork support, consolidation of trench bottom, working space and backfill For services; not exceeding 200 nominal size 750 average depth; to accommodate external lighting ducts | 0 | m
45 | 1 | 1 | B | Beds and surrounds 100 thick bed; 150 thick surround; granular material; obtained off site for external lighting ducts | 0 | m
45 | 1 | 1 | C | Stop cock pits, valve chambers and the like Draw pits external lighting ducts | 0 | no
45 | 1 | 1 | D | Bollards for external lighting | 0 | no
45 | 1 | 1 | E | Underground ducts for engineering services PVC ducts; complete with draw strings 100 diameter for external lighting | 0 | m
45 | 1 | 1 | F | Items extra over the duct in which they occur Special treatment to ends connection into bollards; external lighting | 0 | no
45 | 1 | 1 | G | connection into external lighting; external lighting | 0 | no
45 | 1 | 1 | H | connection into draw pits; external lighting | 0 | no
45/1/1 | [6 empty] | To Collection: | 0
22-004I 10/03/2025 13:08:22 Page : 196
Phase 7 - External Services
Bill | Section | Page | Ref | Description | Quantity | Unit | Rate | Extension | Activity
45 | 1 | 2 | A | Identification tapes Incorporating metallic strip; laid in service trenches for external lighting ducts | 0 | m
45 | 1 | 2 | B | Builders work Allow for cutting holes, chases etc and building in ducts for main services external lighting | 1 | ITEM
45/1/2 | [6 empty] | To Collection: | 0
Collection Sheet | [7 empty] | £ p
Page Total : 45/1/1 | [7 empty] | 0
Page Total : 45/1/2 | [7 empty] | 0
[7 empty] | Total : | 0
22-004I 10/03/2025 13:08:22 Page : 198
Phase 8.1 (278 Wks) - Cut & Fill
Bill | Section | Page | Ref | Description | Quantity | Unit | Rate | Extension | Activity
46 | 1 | 1 | A | C EXISTING SITE / BUILDINGS / SERVICES C90 ALTERATIONS - SPOT ITEMS Removing fittings and fixtures Existing gully pot, grate and frame to be taken up and removed from site, resulting void to be infilled with ST5 concrete mix and vibrated to remove any air bubbles generally | 1 | no
46 | 1 | 1 | B | Existing non-illuminated traffic sign, pole and concrete foundation to be taken up and sign removed to tip generally | 1 | no
46 | 1 | 1 | C | Existing lighting column, bracket and luminaire to be taken down and removed off site by Contractor, to be repositioned to back of the footway, exact works to be confirmed by Doncaster Street lighting, existing columns will have their disconnection, removal and disposal by CoDC generally | 2 | no
46 | 1 | 1 | D | Works to existing Existing water stop valve to be adjusted to new footway level using class B Engineering bricks in class 1 mortar, any damaged valves to be replaced with new generally | 3 | no
46 | 1 | 1 | E | Existing manhole/ inspection chambers, covers and frames to be adjusted to match new levels in carriageway, new D400 covers required and class B Engineering brick with class 1 mortar bed to be finished surface course, any polished or damaged covers will need replacing generally | 1 | no
46/1/1 | [6 empty] | To Collection: | 0
22-004I 10/03/2025 13:08:22 Page : 199
Phase 8.1 (278 Wks) - Cut & Fill
Bill | Section | Page | Ref | Description | Quantity | Unit | Rate | Extension | Activity
46 | 1 | 2 | A | Works to existing Existing manhole/ inspection chambers, covers and frames located in the footway to be adjusted to match new levels, new covers and frames to be used generally | 6 | no
46 | 1 | 2 | B | D GROUNDWORK D20 EXCAVATING AND FILLING Site preparation General site clearance; and existing road markings to be removed generally | 247 | m2
46 | 1 | 2 | C | Breaking out existing materials Break out existing kerb/ channel/ edging plus concrete bed and haunch; to be either reused or recycled for fill generally | 58 | m
46/1/2 | [6 empty] | To Collection: | 0
Collection Sheet | [7 empty] | £ p
Page Total : 46/1/1 | [7 empty] | 0
Page Total : 46/1/2 | [7 empty] | 0
[7 empty] | Total : | 0
22-004I 10/03/2025 13:08:22 Page : 201
Phase 8.1 (278 Wks) - External Works
Bill | Section | Page | Ref | Description | Quantity | Unit | Rate | Extension | Activity
47 | 1 | 1 | A | Q PAVING / PLANTING / FENCING / SITE FURNITURE Q10 KERBS / EDGINGS / CHANNELS / PAVING ACCESSORIES Precast concrete kerbs by Marshalls PLC, product reference: precast concrete/ conservation kerbs; allow for all necessary excavation, disposal, consolidation of trench bottom; ST4 concrete bed and haunch; backfill with selected excavated material; make allowance for R10/R12 dowel bars, 220 long where required Kerbs size 915 x 125 x 255; HB PCC; K1 | 15 | m
47 | 1 | 1 | B | size 915 x 125 x 250; conservation K2 | 41 | m
47 | 1 | 1 | C | size 915 x 145 x 145; conservation kerb | 4 | m
47 | 1 | 1 | D | size 915 x 125 x 150-250; transition kerb | 4 | no
47 | 1 | 1 | E | Edgings size 915 x 50 x 150; conservation edging; E1 | 54 | m
47 | 1 | 1 | F | Q22 COATED MACADAM / ASPHALT ROADS / PAVINGS Temporary carriageway construction; new carriageway build up, wearing course not placed; temporary sacrificial macadam approx 140 thick to provide temporary roadway; as drawing XX-DR-D-0411 P01 Roads level and to falls only | 84 | m2
47/1/1 | [6 empty] | To Collection: | 0
22-004I 10/03/2025 13:08:22 Page : 202
Phase 8.1 (278 Wks) - External Works
Bill | Section | Page | Ref | Description | Quantity | Unit | Rate | Extension | Activity
47 | 1 | 2 | A | Temporary footway construction; temporary sacrificial macadam 100 thick above new finished level with road plates where required to protect utilities; as drawing XX-DR-D-0411 P01 Pavings level and to falls only | 165 | m2
47/1/2 | [6 empty] | To Collection: | 0
Collection Sheet | [7 empty] | £ p
Page Total : 47/1/1 | [7 empty] | 0
Page Total : 47/1/2 | [7 empty] | 0
[7 empty] | Total : | 0
22-004I 10/03/2025 13:08:22 Page : 204
Phase 8.1 (278 Wks) - Drainage
Bill | Section | Page | Ref | Description | Quantity | Unit | Rate | Extension | Activity
48 | 1 | 1 | A | R DISPOSAL SYSTEMS R12 DRAINAGE BELOW GROUND Excavating trenches; include for disposal of surplus excavated material off site, earthwork support, consolidation of trench bottom, working space and backfill with selected excavated material For pipes; not exceeding 200 nominal size 500 average depth | 2 | m
48 | 1 | 1 | B | 1750 average depth | 7 | m
48 | 1 | 1 | C | Beds and surrounds Granular material; Type S1; obtained off site; as drawing DGW1-BJB-Z0-SL-DR-C-00610 450 x 150 bed; surround 150 thick; for pipe 150 nominal size | 7 | m
48 | 1 | 1 | D | Plain insitu concrete; grade RC20/25; include for movement joints at pipe joints; as drawing DGW1-BJB-Z0-SL-DR-C-00610 450 x 150 bed; surround 150 thick; for pipe 150 nominal size | 2 | m
48 | 1 | 1 | E | Naylor Densleeve flexibly jointed vitrified clay pipework Pipework laid in trenches 150 nominal size | 9 | m
48 | 1 | 1 | F | extra for; bend | 16 | no
48 | 1 | 1 | G | extra for; road gully | 4 | no
48/1/1 | [6 empty] | To Collection: | 0
22-004I 10/03/2025 13:08:22 Page : 205
Phase 8.1 (278 Wks) - Drainage
Bill | Section | Page | Ref | Description | Quantity | Unit | Rate | Extension | Activity
48 | 1 | 2 | A | Work to existing Excavate, expose and remove existing road gully; connect 1 no. new 150 diameter surface water pipe into existing pipework; include for all excavation, disposal of surplus excavated material off site, earthwork support and backfill 500 average depth | 2 | no
48 | 1 | 2 | B | Excavate and expose existing combined sewer; connect 1 no. new 150 diameter surface water pipe; include for all excavation, disposal of surplus excavated material off site, earthwork support and backfill 3250 average depth | 2 | no
48 | 1 | 2 | C | extra for; deep excavation, allow for excessive earthwork support, working space and backfill; detail to be developed | 1 | ITEM
48 | 1 | 2 | D | Breaking out and reinstating road surfacing and build ups for deep gully connections; include for all excavation, disposal of surplus excavated material off site, earthwork support and backfill as required | 7 | m
48 | 1 | 2 | E | Testing and commissioning Drainage system in stages; by water | 1 | ITEM
48 | 1 | 2 | F | on completion; by water | 1 | ITEM
48 | 1 | 2 | G | CCTV inspection on completion | 1 | ITEM
48 | 1 | 2 | H | Cleaning Drainage system where required | 1 | ITEM
48/1/2 | [6 empty] | To Collection: | 0
Collection Sheet | [7 empty] | £ p
Page Total : 48/1/1 | [7 empty] | 0
Page Total : 48/1/2 | [7 empty] | 0
[7 empty] | Total : | 0
22-004I 10/03/2025 13:08:22 Page : 207
Phase 8.1 (278 Wks) - External Services
Bill | Section | Page | Ref | Description | Quantity | Unit | Rate | Extension | Activity
49 | 1 | 1 | A | No works in this section 1 ITEM | 0
49/1/1 | [6 empty] | To Collection: | 0
Collection Sheet | [7 empty] | £ p
Page Total : 49/1/1 | [7 empty] | 0
[7 empty] | Total : | 0
22-004I 10/03/2025 13:08:22 Page : 209
Phase 8.2 (278 Wks) - Cut & Fill
Bill | Section | Page | Ref | Description | Quantity | Unit | Rate | Extension | Activity
50 | 1 | 1 | A | C EXISTING SITE / BUILDINGS / SERVICES C90 ALTERATIONS - SPOT ITEMS Removing fittings and fixtures Existing gully pot, grate and frame to be taken up and removed from site, resulting void to be infilled with ST5 concrete mix and vibrated to remove any air bubbles generally | 2 | no
50 | 1 | 1 | B | Existing non-illuminated traffic sign, pole and concrete foundation to be taken up and sign removed to tip generally | 3 | no
50 | 1 | 1 | C | Existing lighting column, bracket and luminaire to be taken down and removed off site by Contractor, to be repositioned to back of the footway, exact works to be confirmed by Doncaster Street lighting, existing columns will have their disconnection, removal and disposal by CoDC generally | 1 | no
50 | 1 | 1 | D | Existing CCTV column, bracket and luminaire to be taken down and removed off site by Contractor, to be repositioned to back of the footway, exact works to be confirmed by Doncaster Street lighting, existing columns will have their disconnection, removal and disposal by CoDC generally | 1 | no
50 | 1 | 1 | E | Works to existing Existing manhole/ inspection chambers, covers and frames to be adjusted to match new levels in carriageway, new D400 covers required and class B Engineering brick with class 1 mortar bed to be finished surface course, any polished or damaged covers will need replacing generally | 1 | no
50/1/1 | [6 empty] | To Collection: | 0
22-004I 10/03/2025 13:08:22 Page : 210
Phase 8.2 (278 Wks) - Cut & Fill
Bill | Section | Page | Ref | Description | Quantity | Unit | Rate | Extension | Activity
50 | 1 | 2 | A | Works to existing Existing manhole/ inspection chambers, covers and frames located in the footway to be adjusted to match new levels, new covers and frames to be used generally | 6 | no
50 | 1 | 2 | B | Existing gas inspection chamber to be adjusted to suit new levels generally | 2 | no
50 | 1 | 2 | C | D GROUNDWORK D20 EXCAVATING AND FILLING Site preparation General site clearance; and existing road markings to be removed generally | 255 | m2
50 | 1 | 2 | D | Excavating To reduce levels 0.25 m maximum depth | 12 | m3
50 | 1 | 2 | G | Breaking out existing hard pavings Existing road/ footpath or paving to be broken out depth to be confirmed on site | 87 | m2
50/1/2 | [6 empty] | To Collection: | 0
22-004I 10/03/2025 13:08:22 Page : 211
Phase 8.2 (278 Wks) - Cut & Fill
Bill | Section | Page | Ref | Description | Quantity | Unit | Rate | Extension | Activity
50 | 1 | 3 | A | Breaking out existing materials Break out existing kerb/ channel/ edging plus concrete bed and haunch; to be either reused or recycled for fill generally | 43 | m
50 | 1 | 3 | B | Disposal Disposal of water surface water | 1 | ITEM
50 | 1 | 3 | C | ground water | 1 | ITEM
50 | 1 | 3 | D | Excavated material off site | 12 | m3
50 | 1 | 3 | E | Surface treatments Compacting bottom of excavations | 87 | m2
50/1/3 | [6 empty] | To Collection: | 0
Collection Sheet | [7 empty] | £ p
Page Total : 50/1/1 | [7 empty] | 0
Page Total : 50/1/2 | [7 empty] | 0
Page Total : 50/1/3 | [7 empty] | 0
[7 empty] | Total : | 0
22-004I 10/03/2025 13:08:22 Page : 213
Phase 8.2 (278 Wks) - External Works
Bill | Section | Page | Ref | Description | Quantity | Unit | Rate | Extension | Activity
51 | 1 | 1 | A | Q PAVING / PLANTING / FENCING / SITE FURNITURE Q10 KERBS / EDGINGS / CHANNELS / PAVING ACCESSORIES Precast concrete kerbs by Marshalls PLC, product reference: precast concrete/ conservation kerbs; allow for all necessary excavation, disposal, consolidation of trench bottom; ST4 concrete bed and haunch; backfill with selected excavated material; make allowance for R10/R12 dowel bars, 220 long where required Kerbs size 915 x 125 x 255; HB PCC; K1 | 15 | m
51 | 1 | 1 | B | size 915 x 125 x 250; conservation K2 | 32 | m
51 | 1 | 1 | C | size 915 x 145 x 145; conservation kerb | 22 | m
51 | 1 | 1 | D | size 915 x 125 x 150-250; transition kerb | 2 | no
51 | 1 | 1 | E | Edgings size 915 x 50 x 150; conservation edging; E1 | 17 | m
51 | 1 | 1 | F | Q20 GRANULAR SUB BASES TO ROADS / PAVINGS Filling to make up levels Average thickness not exceeding 0.25 m obtained off site; dry sand blinding | 5 | m3
51 | 1 | 1 | G | obtained off site; type 1 hardcore | 3 | m3
51 | 1 | 1 | H | Surface treatments Compacting filling; dry sand blinding | 92 | m2
51 | 1 | 1 | J | filling; type 1 hardcore | 17 | m2
51/1/1 | [6 empty] | To Collection: | 0
22-004I 10/03/2025 13:08:22 Page : 214
Phase 8.2 (278 Wks) - External Works
Bill | Section | Page | Ref | Description | Quantity | Unit | Rate | Extension | Activity
51 | 1 | 2 | A | Surface treatments Compacting bottom of excavations | 98 | m2
51 | 1 | 2 | B | Q22 COATED MACADAM / ASPHALT ROADS / PAVINGS Proposed tarmac footway construction consisting of 25 thick 6 aggregate DBM 190 pen surface course of 55 thick 20 aggregate DBN 190 pen binder course; as drawing XX-DR-D-00201; overall thickness: 80 thick Pavings level and to falls only | 6 | m2
51 | 1 | 2 | C | Flagged footway sub-base; regulate with binder course material where required; depth as required; as drawing XX-DR-D-0412 P01 Pavings level and to falls only | 81 | m2
51 | 1 | 2 | D | Temporary footway construction; temporary sacrificial macadam 100 thick above new finished level with road plates where required to protect utilities; as drawing XX-DR-D-0412 P01 Pavings level and to falls only | 93 | m2
51 | 1 | 2 | E | Q25 SLAB / BRICK / BLOCK / SETT / COBBLE PAVINGS Concrete pavers by Hardscape, product reference: Kellen breccia, colour: giallo, size to be confirmed x 80 thick Pavings level and to falls only | 81 | m2
51/1/2 | [6 empty] | To Collection: | 0
22-004I 10/03/2025 13:08:22 Page : 215
Phase 8.2 (278 Wks) - External Works
Bill | Section | Page | Ref | Description | Quantity | Unit | Rate | Extension | Activity
51 | 1 | 3 | A | Tactile flag paving to by Marhsalls, product reference buff, pressed concrete flag with profiled surface, laid in stack bond; tactile flags, size 400 x 400 x 65 thick Pavings level and to falls only | 11 | m2
51/1/3 | [6 empty] | To Collection: | 0
Collection Sheet | [7 empty] | £ p
Page Total : 51/1/1 | [7 empty] | 0
Page Total : 51/1/2 | [7 empty] | 0
Page Total : 51/1/3 | [7 empty] | 0
[7 empty] | Total : | 0
22-004I 10/03/2025 13:08:22 Page : 217
Phase 8.2 (278 Wks) - Drainage
Bill | Section | Page | Ref | Description | Quantity | Unit | Rate | Extension | Activity
52 | 1 | 1 | A | R DISPOSAL SYSTEMS R12 DRAINAGE BELOW GROUND Excavating trenches; include for disposal of surplus excavated material off site, earthwork support, consolidation of trench bottom, working space and backfill with selected excavated material For pipes; not exceeding 200 nominal size 500 average depth | 2 | m
52 | 1 | 1 | B | 1750 average depth | 7 | m
52 | 1 | 1 | C | Beds and surrounds Granular material; Type S1; obtained off site; as drawing DGW1-BJB-Z0-SL-DR-C-00610 450 x 150 bed; surround 150 thick; for pipe 150 nominal size | 7 | m
52 | 1 | 1 | D | Plain insitu concrete; grade RC20/25; include for movement joints at pipe joints; as drawing DGW1-BJB-Z0-SL-DR-C-00610 450 x 150 bed; surround 150 thick; for pipe 150 nominal size | 2 | m
52 | 1 | 1 | E | Naylor Densleeve flexibly jointed vitrified clay pipework Pipework laid in trenches 150 nominal size | 9 | m
52 | 1 | 1 | F | extra for; bend | 8 | no
52 | 1 | 1 | G | extra for; road gully | 2 | no
52/1/1 | [6 empty] | To Collection: | 0
22-004I 10/03/2025 13:08:22 Page : 218
Phase 8.2 (278 Wks) - Drainage
Bill | Section | Page | Ref | Description | Quantity | Unit | Rate | Extension | Activity
52 | 1 | 2 | A | Work to existing Excavate, expose and remove existing road gully; connect 1 no. new 150 diameter surface water pipe into existing pipework; include for all excavation, disposal of surplus excavated material off site, earthwork support and backfill 500 average depth | 1 | no
52 | 1 | 2 | B | Excavate and expose existing combined sewer; connect 1 no. new 150 diameter surface water pipe; include for all excavation, disposal of surplus excavated material off site, earthwork support and backfill 3250 average depth | 1 | no
52 | 1 | 2 | C | extra for; deep excavation, allow for excessive earthwork support, working space and backfill; detail to be developed | 1 | ITEM
52 | 1 | 2 | D | Breaking out and reinstating road surfacing and build ups for deep gully connections; include for all excavation, disposal of surplus excavated material off site, earthwork support and backfill as required | 7 | m
52 | 1 | 2 | E | Testing and commissioning Drainage system in stages; by water | 1 | ITEM
52 | 1 | 2 | F | on completion; by water | 1 | ITEM
52 | 1 | 2 | G | CCTV inspection on completion | 1 | ITEM
52 | 1 | 2 | H | Cleaning Drainage system where required | 1 | ITEM
52/1/2 | [6 empty] | To Collection: | 0
Collection Sheet | [7 empty] | £ p
Page Total : 52/1/1 | [7 empty] | 0
Page Total : 52/1/2 | [7 empty] | 0
[7 empty] | Total : | 0
22-004I 10/03/2025 13:08:22 Page : 220
Phase 8.2 (278 Wks) - External Services
Bill | Section | Page | Ref | Description | Quantity | Unit | Rate | Extension | Activity
53 | 1 | 1 | A | P BUILDING FABRIC SUNDRIES P30 TRENCHES / PIPEWAYS / PITS FOR BURIED ENGINEERING SERVICES Excavating trenches; include for disposal of surplus excavated material off site, earthwork support, consolidation of trench bottom, working space and backfill For services; not exceeding 200 nominal size 750 average depth; to accommodate external lighting ducts | 32 | m
53 | 1 | 1 | B | 750 average depth; to accommodate water main ducts | 56 | m
53 | 1 | 1 | C | Beds and surrounds 100 thick bed; 150 thick surround; granular material; obtained off site for external lighting ducts | 32 | m
53 | 1 | 1 | D | for water main ducts | 56 | m
53 | 1 | 1 | E | Underground ducts for engineering services PVC ducts; complete with draw strings 100 diameter for external lighting | 32 | m
53 | 1 | 1 | F | MDPE pipe; include for all fittings diameter unknown for water pipe mains | 56 | m
53 | 1 | 1 | G | Items extra over the duct in which they occur Special treatment to ends connection into water meter; water main | 2 | no
53/1/1 | [6 empty] | To Collection: | 0
22-004I 10/03/2025 13:08:22 Page : 221
Phase 8.2 (278 Wks) - External Services
Bill | Section | Page | Ref | Description | Quantity | Unit | Rate | Extension | Activity
53 | 1 | 2 | A | Identification tapes Incorporating metallic strip; laid in service trenches for external lighting ducts | 32 | m
53 | 1 | 2 | B | for water mains duct | 56 | m
53 | 1 | 2 | C | Builders work Allow for cutting holes, chases etc and building in ducts for main services water mains | 1 | ITEM
53 | 1 | 2 | D | external lighting | 1 | ITEM
53/1/2 | [6 empty] | To Collection: | 0
Collection Sheet | [7 empty] | £ p
Page Total : 53/1/1 | [7 empty] | 0
Page Total : 53/1/2 | [7 empty] | 0
[7 empty] | Total : | 0
22-004I 10/03/2025 13:08:22 Page : 223
Phase 8.3 (278 Wks) - Cut & Fill
Bill | Section | Page | Ref | Description | Quantity | Unit | Rate | Extension | Activity
54 | 1 | 1 | A | C EXISTING SITE / BUILDINGS / SERVICES C90 ALTERATIONS - SPOT ITEMS Removing fittings and fixtures Existing manhole/ inspection chambers, covers and frames to be adjusted to match new levels in carriageway, new D400 covers required and class B Engineering brick with class 1 mortar bed to be finished surface course, any polished or damaged covers will need replacing generally | 1 | no
54 | 1 | 1 | B | D GROUNDWORK D20 EXCAVATING AND FILLING Site preparation General site clearance; and existing road markings to be removed generally | 248 | m2
54 | 1 | 1 | C | Excavating To reduce levels 1 m maximum depth | 28 | m3
54 | 1 | 1 | F | Breaking out existing hard pavings Existing road/ footpath or paving to be broken out depth to be confirmed on site | 101 | m2
54/1/1 | [6 empty] | To Collection: | 0
22-004I 10/03/2025 13:08:22 Page : 224
Phase 8.3 (278 Wks) - Cut & Fill
Bill | Section | Page | Ref | Description | Quantity | Unit | Rate | Extension | Activity
54 | 1 | 2 | A | Breaking out existing materials Break out existing kerb/ channel/ edging plus concrete bed and haunch; to be either reused or recycled for fill generally | 16 | m
54 | 1 | 2 | B | Disposal Disposal of water surface water | 1 | ITEM
54 | 1 | 2 | C | ground water | 1 | ITEM
54 | 1 | 2 | D | Excavated material off site | 28 | m3
54 | 1 | 2 | E | Surface treatments Compacting bottom of excavations | 101 | m2
54/1/2 | [6 empty] | To Collection: | 0
Collection Sheet | [7 empty] | £ p
Page Total : 54/1/1 | [7 empty] | 0
Page Total : 54/1/2 | [7 empty] | 0
[7 empty] | Total : | 0
22-004I 10/03/2025 13:08:22 Page : 226
Phase 8.3 (278 Wks) - External Works
Bill | Section | Page | Ref | Description | Quantity | Unit | Rate | Extension | Activity
55 | 1 | 1 | A | Q PAVING / PLANTING / FENCING / SITE FURNITURE Q10 KERBS / EDGINGS / CHANNELS / PAVING ACCESSORIES Precast concrete kerbs by Marshalls PLC, product reference: precast concrete/ conservation kerbs; allow for all necessary excavation, disposal, consolidation of trench bottom; ST4 concrete bed and haunch; backfill with selected excavated material; make allowance for R10/R12 dowel bars, 220 long where required Kerbs size 915 x 125 x 250; conservation K2 | 15 | m
55 | 1 | 1 | B | Edgings size 915 x 50 x 150; conservation edging; E1 | 11 | m
55 | 1 | 1 | C | Q20 GRANULAR SUB BASES TO ROADS / PAVINGS Filling to make up levels Average thickness not exceeding 0.25 m obtained off site; dry sand blinding | 11 | m3
55 | 1 | 1 | D | obtained off site; type 1 hardcore | 16 | m3
55 | 1 | 1 | E | Surface treatments Compacting filling; dry sand blinding | 175 | m2
55 | 1 | 1 | F | filling; type 1 hardcore | 107 | m2
55 | 1 | 1 | G | bottom of excavations | 107 | m2
55/1/1 | [6 empty] | To Collection: | 0
22-004I 10/03/2025 13:08:22 Page : 227
Phase 8.3 (278 Wks) - External Works
Bill | Section | Page | Ref | Description | Quantity | Unit | Rate | Extension | Activity
55 | 1 | 2 | A | Q22 COATED MACADAM / ASPHALT ROADS / PAVINGS Proposed carriageway overlay; coldmill to receive to finished levels; 40 thick 10 thick SMA 50 pen h/stone surface course and 60 thick AC20 heavy duty dense bin 40/60 binder course; regulate with binder course material where required; as drawing XX-DR-D-0413 P01 Roads level and to falls only | 315 | m2
55 | 1 | 2 | B | Flag footway sub-base regulated with binder course where required; as drawing XX-DR-D-0413 P01 Pavings level and to falls only | 68 | m2
55 | 1 | 2 | C | Q25 SLAB / BRICK / BLOCK / SETT / COBBLE PAVINGS Concrete pavers by Hardscape, product reference: Kellen breccia, colour: giallo, size to be confirmed x 80 thick Pavings level and to falls only | 169 | m2
55 | 1 | 2 | D | Tactile flag paving to by Marhsalls, product reference buff, pressed concrete flag with profiled surface, laid in stack bond; tactile flags, size 400 x 400 x 65 thick Pavings level and to falls only | 6 | m2
55/1/2 | [6 empty] | To Collection: | 0
Collection Sheet | [7 empty] | £ p
Page Total : 55/1/1 | [7 empty] | 0
Page Total : 55/1/2 | [7 empty] | 0
[7 empty] | Total : | 0
22-004I 10/03/2025 13:08:22 Page : 229
Phase 8.3 (278 Wks) - Drainage
Bill | Section | Page | Ref | Description | Quantity | Unit | Rate | Extension | Activity
56 | 1 | 1 | A | R DISPOSAL SYSTEMS R12 DRAINAGE BELOW GROUND Excavating trenches; include for disposal of surplus excavated material off site, earthwork support, consolidation of trench bottom, working space and backfill with selected excavated material For pipes; not exceeding 200 nominal size 1750 average depth | 6 | m
56 | 1 | 1 | B | Beds and surrounds Granular material; Type S1; obtained off site; as drawing DGW1-BJB-Z0-SL-DR-C-00610 450 x 150 bed; surround 150 thick; for pipe 150 nominal size | 6 | m
56 | 1 | 1 | C | Naylor Densleeve flexibly jointed vitrified clay pipework Pipework laid in trenches 150 nominal size | 6 | m
56 | 1 | 1 | D | extra for; bend | 4 | no
56 | 1 | 1 | E | extra for; road gully | 1 | no
56 | 1 | 1 | F | Work to existing Excavate and expose existing combined sewer; connect 1 no. new 150 diameter surface water pipe; include for all excavation, disposal of surplus excavated material off site, earthwork support and backfill 3250 average depth | 1 | no
56 | 1 | 1 | G | extra for; deep excavation, allow for excessive earthwork support, working space and backfill; detail to be developed | 1 | ITEM
56/1/1 | [6 empty] | To Collection: | 0
22-004I 10/03/2025 13:08:22 Page : 230
Phase 8.3 (278 Wks) - Drainage
Bill | Section | Page | Ref | Description | Quantity | Unit | Rate | Extension | Activity
56 | 1 | 2 | A | Work to existing Breaking out and reinstating road surfacing and build ups for deep gully connections; include for all excavation, disposal of surplus excavated material off site, earthwork support and backfill as required | 6 | m
56 | 1 | 2 | B | Testing and commissioning Drainage system in stages; by water | 1 | ITEM
56 | 1 | 2 | C | on completion; by water | 1 | ITEM
56 | 1 | 2 | D | CCTV inspection on completion | 1 | ITEM
56 | 1 | 2 | E | Cleaning Drainage system where required | 1 | ITEM
56/1/2 | [6 empty] | To Collection: | 0
Collection Sheet | [7 empty] | £ p
Page Total : 56/1/1 | [7 empty] | 0
Page Total : 56/1/2 | [7 empty] | 0
[7 empty] | Total : | 0
22-004I 10/03/2025 13:08:22 Page : 232
Phase 8.3 (278 Wks) - External Services
Bill | Section | Page | Ref | Description | Quantity | Unit | Rate | Extension | Activity
57 | 1 | 1 | A | No works in this section 1 ITEM | 0
57/1/1 | [6 empty] | To Collection:
Collection Sheet | [7 empty] | £ p
Page Total : 57/1/1 | [7 empty] | 0
[7 empty] | Total : | 0
22-004I 10/03/2025 13:08:22 Page : 234
Phase 8.4 (278 Wks) - Cut & Fill
Bill | Section | Page | Ref | Description | Quantity | Unit | Rate | Extension | Activity
58 | 1 | 1 | A | D GROUNDWORK D20 EXCAVATING AND FILLING Site preparation General site clearance; and existing road markings to be removed generally | 128 | m2
58 | 1 | 1 | B | Breaking out existing materials Break out existing kerb/ channel/ edging plus concrete bed and haunch; to be either reused or recycled for fill generally | 7 | m
58/1/1 | [6 empty] | To Collection: | 0
Collection Sheet | [7 empty] | £ p
Page Total : 58/1/1 | [7 empty] | 0
[7 empty] | Total : | 0
22-004I 10/03/2025 13:08:22 Page : 236
Phase 8.4 (278 Wks) - External Works
Bill | Section | Page | Ref | Description | Quantity | Unit | Rate | Extension | Activity
59 | 1 | 1 | A | Q PAVING / PLANTING / FENCING / SITE FURNITURE Q10 KERBS / EDGINGS / CHANNELS / PAVING ACCESSORIES Precast concrete kerbs by Marshalls PLC, product reference: precast concrete/ conservation kerbs; allow for all necessary excavation, disposal, consolidation of trench bottom; ST4 concrete bed and haunch; backfill with selected excavated material; make allowance for R10/R12 dowel bars, 220 long where required Kerbs size 915 x 125 x 250; conservation K2 | 5 | m
59 | 1 | 1 | B | size 915 x 145 x 145; conservation kerb | 9 | m
59 | 1 | 1 | C | size 915 x 125 x 150-250; transition kerb | 2 | no
59 | 1 | 1 | D | Q20 GRANULAR SUB BASES TO ROADS / PAVINGS Filling to make up levels Average thickness not exceeding 0.25 m obtained off site; dry sand blinding | 4 | m3
59 | 1 | 1 | E | obtained off site; type 1 hardcore | 1 | m3
59 | 1 | 1 | F | Surface treatments Compacting filling; dry sand blinding | 76 | m2
59 | 1 | 1 | G | filling; type 1 hardcore | 4 | m2
59/1/1 | [6 empty] | To Collection: | 0
22-004I 10/03/2025 13:08:22 Page : 237
Phase 8.4 (278 Wks) - External Works
Bill | Section | Page | Ref | Description | Quantity | Unit | Rate | Extension | Activity
59 | 1 | 2 | A | Q22 COATED MACADAM / ASPHALT ROADS / PAVINGS Proposed carriageway overlay; coldmill to receive to finished levels; 40 thick 10 thick SMA 50 pen h/stone surface course and 60 thick AC20 heavy duty dense bin 40/60 binder course; regulate with binder course material where required; as drawing XX-DR-D-0414 P01 Roads level and to falls only | 124 | m2
59 | 1 | 2 | B | Flag footway sub-base regulated with binder course where required; depth as required; as drawing XX-DR-D-0414 P01 Pavings level and to falls only | 72 | m2
59 | 1 | 2 | C | Q25 SLAB / BRICK / BLOCK / SETT / COBBLE PAVINGS Concrete pavers by Hardscape, product reference: Kellen breccia, colour: giallo, size to be confirmed x 80 thick Pavings level and to falls only | 72 | m2
59 | 1 | 2 | D | Tactile flag paving to by Marhsalls, product reference buff, pressed concrete flag with profiled surface, laid in stack bond; tactile flags, size 400 x 400 x 65 thick Pavings level and to falls only | 4 | m2
59/1/2 | [6 empty] | To Collection: | 0
Collection Sheet | [7 empty] | £ p
Page Total : 59/1/1 | [7 empty] | 0
Page Total : 59/1/2 | [7 empty] | 0
[7 empty] | Total : | 0
22-004I 10/03/2025 13:08:22 Page : 239
Phase 8.4 (278 Wks) - Drainage
Bill | Section | Page | Ref | Description | Quantity | Unit | Rate | Extension | Activity
60 | 1 | 1 | A | R DISPOSAL SYSTEMS R12 DRAINAGE BELOW GROUND Excavating trenches; include for disposal of surplus excavated material off site, earthwork support, consolidation of trench bottom, working space and backfill with selected excavated material For pipes; not exceeding 200 nominal size 1750 average depth | 3 | m
60 | 1 | 1 | B | Beds and surrounds Granular material; Type S1; obtained off site; as drawing DGW1-BJB-Z0-SL-DR-C-00610 450 x 150 bed; surround 150 thick; for pipe 150 nominal size | 3 | m
60 | 1 | 1 | C | Naylor Densleeve flexibly jointed vitrified clay pipework Pipework laid in trenches 150 nominal size | 3 | m
60 | 1 | 1 | D | extra for; bend | 8 | no
60 | 1 | 1 | E | extra for; road gully | 2 | no
60 | 1 | 1 | F | Work to existing Excavate and expose existing combined sewer; connect 1 no. new 150 diameter surface water pipe; include for all excavation, disposal of surplus excavated material off site, earthwork support and backfill 3250 average depth | 2 | no
60 | 1 | 1 | G | extra for; deep excavation, allow for excessive earthwork support, working space and backfill; detail to be developed | 1 | ITEM
60/1/1 | [6 empty] | To Collection: | 0
22-004I 10/03/2025 13:08:22 Page : 240
Phase 8.4 (278 Wks) - Drainage
Bill | Section | Page | Ref | Description | Quantity | Unit | Rate | Extension | Activity
60 | 1 | 2 | A | Work to existing Breaking out and reinstating road surfacing and build ups for deep gully connections; include for all excavation, disposal of surplus excavated material off site, earthwork support and backfill as required | 3 | m
60 | 1 | 2 | B | Testing and commissioning Drainage system in stages; by water | 1 | ITEM
60 | 1 | 2 | C | on completion; by water | 1 | ITEM
60 | 1 | 2 | D | CCTV inspection on completion | 1 | ITEM
60 | 1 | 2 | E | Cleaning Drainage system where required | 1 | ITEM
60/1/2 | [6 empty] | To Collection: | 0
Collection Sheet | [7 empty] | £ p
Page Total : 60/1/1 | [7 empty] | 0
Page Total : 60/1/2 | [7 empty] | 0
[7 empty] | Total : | 0
22-004I 10/03/2025 13:08:22 Page : 242
Phase 8.4 (278 Wks) - External Services
Bill | Section | Page | Ref | Description | Quantity | Unit | Rate | Extension | Activity
61 | 1 | 1 | A | No works in this section 1 ITEM | 0
61/1/1 | [6 empty] | To Collection:
Collection Sheet | [7 empty] | £ p
Page Total : 61/1/1 | [7 empty] | 0
[7 empty] | Total : | 0
22-004I 10/03/2025 13:08:22 Page : 244
Phase 8.5 (278 Wks) - Cut & Fill
Bill | Section | Page | Ref | Description | Quantity | Unit | Rate | Extension | Activity
62 | 1 | 1 | A | D GROUNDWORK D20 EXCAVATING AND FILLING Site preparation General site clearance; and existing road markings to be removed generally | 79 | m2
62 | 1 | 1 | B | Breaking out existing materials Break out existing kerb/ channel/ edging plus concrete bed and haunch; to be either reused or recycled for fill generally | 7 | m
62/1/1 | [6 empty] | To Collection: | 0
Collection Sheet | [7 empty] | £ p
Page Total : 62/1/1 | [7 empty] | 0
[7 empty] | Total : | 0
22-004I 10/03/2025 13:08:22 Page : 246
Phase 8.5 (278 Wks) - External Works
Bill | Section | Page | Ref | Description | Quantity | Unit | Rate | Extension | Activity
63 | 1 | 1 | A | Q PAVING / PLANTING / FENCING / SITE FURNITURE Q10 KERBS / EDGINGS / CHANNELS / PAVING ACCESSORIES Precast concrete kerbs by Marshalls PLC, product reference: precast concrete/ conservation kerbs; allow for all necessary excavation, disposal, consolidation of trench bottom; ST4 concrete bed and haunch; backfill with selected excavated material; make allowance for R10/R12 dowel bars, 220 long where required Kerbs size 915 x 125 x 250; conservation K3 | 7 | m
63 | 1 | 1 | B | Q22 COATED MACADAM / ASPHALT ROADS / PAVINGS Proposed carriageway overlay; coldmill to receive to finished levels; 40 thick 10 thick SMA 50 pen h/stone surface course and 60 thick AC20 heavy duty dense bin 40/60 binder course; regulate with binder course material where required; as drawing XX-DR-D-0415 P01 Roads level and to falls only | 78 | m2
63 | 1 | 1 | C | Q26 SPECIAL SURFACINGS / PAVINGS FOR SPORT / GENERAL AMENITY Thermoplastic white line markings; as drawing XX-D-D-0009 P03 Line marking 100 wide | 43 | m
63 | 1 | 1 | D | 1004 | 13 | m
63 | 1 | 1 | E | 1010 | 59 | m
63 | 1 | 1 | F | 1003A | 6 | m
63/1/1 | [6 empty] | To Collection: | 0
22-004I 10/03/2025 13:08:22 Page : 247
Phase 8.5 (278 Wks) - External Works
Bill | Section | Page | Ref | Description | Quantity | Unit | Rate | Extension | Activity
63 | 1 | 2 | A | Thermoplastic white line markings; as drawing XX-D-D-0009 P03 Line marking 1009A | 7 | m
63 | 1 | 2 | B | 1023A | 1 | no
63 | 1 | 2 | C | 1062 | 4 | no
63 | 1 | 2 | D | 1028.4 "Disabled" | 1 | no
63 | 1 | 2 | E | 1028.4 "Loading only" | 1 | no
63 | 1 | 2 | F | 1046 "no entry" | 6 | m
63 | 1 | 2 | G | Q50 SITE / STREET FURNITURE / EQUIPMENT Fixtures, furnishings and equipment not associated with services Signage; as drawing XX-D-D-0009 sign reference RS001 and RS003 | 2 | no
63 | 1 | 2 | H | sign reference RS002 | 2 | no
63 | 1 | 2 | J | sign reference RS001 | 2 | no
63 | 1 | 2 | K | sign reference RS003 | 2 | no
63/1/2 | [6 empty] | To Collection: | 0
Collection Sheet | [7 empty] | £ p
Page Total : 63/1/1 | [7 empty] | 0
Page Total : 63/1/2 | [7 empty] | 0
[7 empty] | Total : | 0
22-004I 10/03/2025 13:08:22 Page : 249
Phase 8.5 (278 Wks) - Drainage
Bill | Section | Page | Ref | Description | Quantity | Unit | Rate | Extension | Activity
64 | 1 | 1 | A | No works in this section 1 ITEM | 0
64/1/1 | [6 empty] | To Collection:
Collection Sheet | [7 empty] | £ p
Page Total : 64/1/1 | [7 empty] | 0
[7 empty] | Total : | 0
22-004I 10/03/2025 13:08:22 Page : 251
Phase 8.5 (278 Wks) - External Services
Bill | Section | Page | Ref | Description | Quantity | Unit | Rate | Extension | Activity
65 | 1 | 1 | A | No works in this section 1 ITEM | 0
65/1/1 | [6 empty] | To Collection:
Collection Sheet | [7 empty] | £ p
Page Total : 65/1/1 | [7 empty] | 0
[7 empty] | Total : | 0
22-004I 10/03/2025 13:08:22 Page : 253
Phase 9 - Trafford Way Making Good Works
Bill | Section | Page | Ref | Description | Quantity | Unit | Rate | Extension | Activity
66 | 1 | 1 | A | Risk items following construction period Make an allowance for the following works making good existing areas damaged during construction period | 1 | ITEM
66 | 1 | 1 | B | drainage kerbs; cleaning existing drainage kerbs to keep them live; possible risk of damage and blockage | 1 | ITEM
66 | 1 | 1 | C | Q PAVING / PLANTING / FENCING / SITE FURNITURE Q10 KERBS / EDGINGS / CHANNELS / PAVING ACCESSORIES Precast concrete kerbs by Marshalls PLC, product reference: precast concrete/ conservation kerbs; allow for all necessary excavation, disposal, consolidation of trench bottom; ST4 concrete bed and haunch; backfill with selected excavated material; make allowance for R10/R12 dowel bars, 220 long where required Kerbs size 915 x 125 x 255; HB PCC; K1 | 43 | m
66 | 1 | 1 | D | Edgings size 915 x 50 x 150; conservation edging; E1 | 48 | m
66 | 1 | 1 | E | Q22 COATED MACADAM / ASPHALT ROADS / PAVINGS Proposed carriageway resurfacing; plane off 40 thick surface course and dispose; prepare surface, regulate with surface/ binder course as required, apply tack coat and lay 40 thick 10 SMA 50 pen H/stone surface course, PSV 60; overall thickness: 40 thick; as drawing XX-DR-D-00201 Roads level and to falls only | 334 | m2
66/1/1 | [6 empty] | To Collection: | 0
22-004I 10/03/2025 13:08:22 Page : 254
Phase 9 - Trafford Way Making Good Works
Bill | Section | Page | Ref | Description | Quantity | Unit | Rate | Extension | Activity
66 | 1 | 2 | A | Proposed carriageway resurfacing; plane off 40 thick surface course and dispose; prepare surface, regulate with surface/ binder course as required, apply tack coat and lay 40 thick 10 SMA 50 pen H/stone surface course, PSV 60; overall thickness: 40 thick; as drawing XX-DR-D-00201 Extra for tie in detail; 900/600/300 wide | 43 | m
66 | 1 | 2 | B | Q25 SLAB / BRICK / BLOCK / SETT / COBBLE PAVINGS Make good retained existing granite paving adjacent to Traford Court and phases 1, 2 & 7; make good as nceessary following construction works Pavings level and to falls only (measured overall) | 208 | m2
66 | 1 | 2 | C | Q26 SPECIAL SURFACINGS / PAVINGS FOR SPORT / GENERAL AMENITY Thermoplastic white line markings Line marking 1004 | 111 | m
66/1/2 | [6 empty] | To Collection: | 0
Collection Sheet | [7 empty] | £ p
Page Total : 66/1/1 | [7 empty] | 0
Page Total : 66/1/2 | [7 empty] | 0
[7 empty] | Total : | 0
22-004I 10/03/2025 13:08:22 Page : 256
Phase 10 - West Street Resurfacing Works
Bill | Section | Page | Ref | Description | Quantity | Unit | Rate | Extension | Activity
67 | 1 | 1 | A | West Street Resurfacing Works Plane off/cold mill existing road surface to a depth of 200mm | 520 | m2
67 | 1 | 1 | B | Disposal of arisings; coal tar idetified; assumed hazardous | 104 | m3
67 | 1 | 1 | C | Q22 COATED MACADAM / ASPHALT ROADS / PAVINGS Proposed carriageway overlay; 30 thick 10 thick SMA 50 pen h/stone surface course, 70 thick AC20 heavy duty dense bin 40/60 binder course and 100mm of 32mm DBA base course; as drawing XX-DR-D-0007 Roads level and to falls only (200mm total thickness) | 520 | m2
67/1/1 | [6 empty] | To Collection: | 0
Collection Sheet | [7 empty] | £ p
Page Total : 67/1/1 | [7 empty] | 0
[7 empty] | Total : | 0
22-004I 10/03/2025 13:08:22 Page : 258
Vac Exc Works
Bill | Section | Page | Ref | Description | Quantity | Unit | Rate | Extension | Activity
68 | 1 | 1 | A | D GROUNDWORK D20 EXCAVATING AND FILLING Vac-excavation Allow for all vac-excavation works to specialist Sub-Contractor's design and methodology; as drawing XX-SL-DR-U-00 21 P03 Phase 0; approximate quantity (2 Days over 2no visits) | 8 | m3
68 | 1 | 1 | B | Phase 1; approximate quantity (6 Days) | 32 | m3
68 | 1 | 1 | C | Phase 2; approximate quantity (20 Days) | 100 | m3
68 | 1 | 1 | D | Phase 5; approximate quantity (10 Days) | 50 | m3
68 | 1 | 1 | E | Phase 7; approximate quantity (8 Days) | 39 | m3
68 | 1 | 1 | F | Phase 8; approximate quantity; (26 Days over 3 no. visits) | 130 | m3
68/1/1 | [6 empty] | To Collection: | 0
Collection Sheet | [7 empty] | £ p
Page Total : 68/1/1 | [7 empty] | 0
[7 empty] | Total : | 0
22-004I 10/03/2025 13:08:22 Page : 260
Ext Services (Disconnect/Connect/Divert)
Bill | Section | Page | Ref | Description | Quantity | Unit | Rate | Extension | Activity
69 | 1 | 1 | A | External Services New Connections Electric | 1 | item
69 | 1 | 1 | B | Water | 1 | item
69 | 1 | 1 | C | Telecoms | 1 | item
69 | 1 | 1 | C | HVSS Non contestible charge | 1 | item
69 | 1 | 1 | C | HVSS OOHW | 1 | item
69 | 1 | 1 | C | HVSS Vac-exc allowance | 1 | item
69 | 1 | 1 | D | Temporary Installations Electric (NPG) | 1 | item
69 | 1 | 1 | E | Water (HVSS) | 1 | Item
69 | 1 | 1 | F | Diversions Electric (NPG) | 1 | item
69 | 1 | 1 | G | Gas (Cadent Gas) | 1 | item
69 | 1 | 1 | H | Telecoms (BT) | 1 | item
69 | 1 | 1 | J | Telecoms (Virgin) | 1 | item
69 | 1 | 1 | K | Telecoms (Vodafone) | 1 | item
69 | 1 | 1 | L | Telecoms (Instalcom) | 1 | item
69 | 1 | 1 | M | Telecoms (Zayo) | 1 | item
69 | 1 | 1 | N | External Lighting Provisional allowance for all works associated with installing service ducts and draw pits to external lighting columns L11, L13 & L14. Plus dictowrk in public realm NPG LV connection | 1 | item
69 | 1 | 1 | O | Substation GRP Substation housing (base picked up in external works measure) | 1 | item
69 | 1 | 1 | P | Spiking allowance for existing services | 1 | item
69/1/1 | [6 empty] | To Collection: | 0
Collection Sheet | [7 empty] | £ p
Page Total : 69/1/1 | [7 empty] | 0
[7 empty] | Total : | 0
22-004I 10/03/2025 13:08:22 Page : 262
Defence Mounds (Valley Garden)
Bill | Section | Page | Ref | Description | Quantity | Unit | Rate | Extension | Activity
70 | 1 | 1 | A | D GROUNDWORK D20 EXCAVATING AND FILLING Surface treatments Waveform erosion control matting for reinforcement; installaed to manufacturers instructions; as drawing generally; phase 1 | 108 | m2
70 | 1 | 1 | B | generally; phase 2 | 569 | m2
70 | 1 | 1 | C | D41 CRIB WALLS / GABIONS / REINFORCED EARTH Defencell 300 geoceill structure within bund; Defencell profil 300 potection system, textile, cellular, containment system; layered construction system; installated to manufacturers instructions as drawing SL-DR-L-7008 P01 Defencell; phase 1 size 3500 x 1250 high; 50 degree slope; by specialist Sub-Contractor | 31 | m
70 | 1 | 1 | D | Filling to make up levels; to form mounds Sand, gravel and small rocks (assumed 75% of mound volume) | 82 | m3
70 | 1 | 1 | E | Topsoil (assumed 25% of mound volume) | 27 | m3
70 | 1 | 1 | F | Defencell; phase 2 size 3500 x 1250 high; 50 degree slope; by specialist Sub-Contractor | 64 | m
70 | 1 | 1 | G | Filling to make up levels; to form mounds Sand, gravel and small rocks (assumed 75% of mound voilume) | 472 | m3
70 | 1 | 1 | H | Topsoil (assumed 25% of mound volume) | 157 | m3 |  |  | ..
70/1/1 | [6 empty] | To Collection: | 0
Collection Sheet | [7 empty] | £ p
Page Total : 70/1/1 | [7 empty] | 0
[7 empty] | Total : | 0
22-004I 10/03/2025 13:08:22 Page : 264
Gap Analysis
Bill | Section | Page | Ref | Description | Quantity | Unit | Rate | Extension | Activity
71 | 1 | 1 | A | GAP ANALYSIS A - Specifications Archeological Excavation | 1 | Item
71 | 1 | 1 | B | B - Demolition, Excavation & Statutory Services Grubbng up Foundations close to services | 1 | Item
71 | 1 | 1 | C | Tree protection | 1 | Item
71 | 1 | 1 | D | Invasive species removal | 1 | Item
71 | 1 | 1 | E | Wolseley Slab break out for archeological trenching | 1 | Item
71 | 1 | 1 | F | C - Existing Services on Site Lack of utility survey working in close proximity to trafford way | 1 | Item
71 | 1 | 1 | G | Vac Ex additional allowance | 1 | Item
71 | 1 | 1 | H | E - Drainage Penetrations and drainage through retaining walls | 1 | Item
71 | 1 | 1 | J | F - Superstructure Mast climber support | 1 | Item
71 | 1 | 1 | K | Louvre Screen Additional support | 1 | Item
71 | 1 | 1 | L | Internal Screen Cost and Additional Support | 1 | Item
71 | 1 | 1 | M | H - External Walls Facing Bricks | 1 | Item
71 | 1 | 1 | N | Lintels + Masonry support | 1 | Item
71 | 1 | 1 | P | Lintels + Masonry support | 1 | Item
71 | 1 | 1 | Q | Cleat Angle and Levelling angles at parapet only for weather defence board | 1 | Item
71 | 1 | 1 | R | Lintel support for incoming RWP to external brick columns. | 1 | Item
71 | 1 | 1 | S | Access panel in brick columns (inside balcony) x4 with lintel support. | 1 | Item
71 | 1 | 1 | T | I - Roof Level survey/ puddle test | 1 | Item
71 | 1 | 1 | U | J - Stairs and Balconies Concrete Bund on balconies support to balustrades | 1 | Item
71 | 1 | 1 | X | Soffits - Access Panels | 1 | Item
71 | 1 | 1 | Y | K - Lift Shaft Evac lift - Flood Risk | 1 | Item
71 | 1 | 1 | Z | L - Windows & Doors Revolving Door - Specialist Item | 1 | Item
71 | 1 | 1 | AA | M - Internal Walls & Partitions Encasement/Deflection Detail | 1 | Item
71 | 1 | 1 | AB | EOS - Jamb horizontal support increase | 1 | Item
71 | 1 | 1 | AC | Door Frame Weights | 1 | Item
71 | 1 | 1 | AD | Door Jamb full width timber support | 1 | Item
71 | 1 | 1 | AE | SFS head restraint to External Brick Columns | 1 | Item
71 | 1 | 1 | AF | Bulkhead reception Area | 1 | Item
71 | 1 | 1 | AG | Special supports for doc M pack | 1 | Item
71 | 1 | 1 | AH | Pattress | 1 | Item
71 | 1 | 1 | AI | Non complaint wall type | 1 | Item
71 | 1 | 1 | AJ | Aqua board in lieu of standard to lift shaft and lift nibs | 1 | Item
71 | 1 | 1 | AK | Offset Beams to under of roof deck | 1 | Item
71 | 1 | 1 | AL | Perpendicular to purlins | 1 | Item
71 | 1 | 1 | AM | Bespoke Fire Testing Detail Allowance | 1 | Item
71 | 1 | 1 | AN | O - Floor Finishes Raised access floor - cut legs | 1 | Item
71 | 1 | 1 | AO | Q - Joirney - Internal Doors, Fixtures & Fittings WC doors. Late building reg change Oct 24 - WC now have to be on pivot doors and able to open outwards. | 1 | Item
71 | 1 | 1 | AP | R - Mechanical Services Bunding - Boiler Room | 1 | Item
71 | 1 | 1 | AQ | T - External Works Trafford Way - Resurfacing + whitelining + drainage kerb replacement | 1 | Item
71 | 1 | 1 | AR | Temp signage | 1 | Item
71 | 1 | 1 | AS | LNER gulley late change | 1 | Item
71 | 1 | 1 | AT | Late Hardstanding Error spotted | 1 | Item
71 | 1 | 1 | AU | TM Late External Measure Check | 1 | Item
71 | 1 | 1 | AV | U - Landscaping Bird & Bat Boxes plus Insect Mounds | 1 | Item
71 | 1 | 1 | AW | Additional Trees and barrier protection | 1 | Item
71/1/1 | [6 empty] | To Collection: | 0
Collection Sheet | [7 empty] | £ p
Page Total : 71/1/1 | [7 empty] | 0
[7 empty] | Total : | 0

## Bill Summary
Print Summary |  |  | £ p
Bill 1
| Demolition & Initial Earthworks |  | 0
Bill 2
| Substructure |  | 0
Bill 3
| Frame |  | 0
Bill 4
| Upper Floors |  | 0
Bill 5
| Roof |  | 0
Bill 6
| Stairs |  | 0
Bill 7
| External Walls |  | 0
Bill 8
| Windows & External Doors |  | 0
Bill 9
| Internal Walls |  | 0
Bill 10
| Internal Doors |  | 0
Bill 11
| Wall Finishes |  | 0
Bill 12
| Floor Finishes |  | 0
Bill 13
| Ceiling Finishes |  | 0
Bill 14
| FF&E |  | 0
Bill 15
| Sanitaryware |  | 0
Bill 16
| M&E |  | 0
Bill 17
| Phase 0 - Substructure Drainage |  | 0
Bill 18
| Phase 1 - Cut & Fill |  | 0
Bill 19
| Phase 1 - External Works |  | 0
Bill 20
| Phase 1 - Drainage |  | 0
Bill 21
| Phase 1 - External Services |  | 0
Bill 22
| Phase 2 - Cut & Fill |  | 0
Bill 23
| Phase 2 - External Works |  | 0
Bill 24
| Phase 2 - Drainage |  | 0
Bill 25
| Phase 2 - External Services |  | 0
Bill 26
| Phase 3 - Cut & Fill |  | 0
Bill 27
| Phase 3 - External Works |  | 0
Bill 28
| Phase 3 - Drainage |  | 0
Bill 29
| Phase 3 - External Services |  | 0
Bill 30
| Phase 4 - Cut & Fill |  | 0
Bill 31
| Phase 4 - External Works |  | 0
Bill 32
| Phase 4 - Drainage |  | 0
Bill 33
| Phase 4 - External Services |  | 0
Bill 34
| Phase 5 - Cut & Fill |  | 0
Bill 35
| Phase 5 - External Works |  | 0
Bill 36
| Phase 5 - Drainage |  | 0
Bill 37
| Phase 5 - External Services |  | 0
Bill 38
| Phase 6 - Cut & Fill |  | 0
Bill 39
| Phase 6 - External Works |  | 0
Bill 40
| Phase 6 - Drainage |  | 0
Bill 41
| Phase 6 - External Services |  | 0
Bill 42
| Phase 7 - Cut & Fill |  | 0
Bill 43
| Phase 7 - External Works |  | 0
Bill 44
| Phase 7 - Drainage |  | 0
Bill 45
| Phase 7 - External Services |  | 0
Bill 46
| Phase 8.1 (278 Wks) - Cut & Fill |  | 0
Bill 47
| Phase 8.1 (278 Wks) - External Works |  | 0
Bill 48
| Phase 8.1 (278 Wks) - Drainage |  | 0
Bill 49
| Phase 8.1 (278 Wks) - External Services |  | 0
Bill 50
| Phase 8.2 (278 Wks) - Cut & Fill |  | 0
Bill 51
| Phase 8.2 (278 Wks) - External Works |  | 0
Bill 52
| Phase 8.2 (278 Wks) - Drainage |  | 0
Bill 53
| Phase 8.2 (278 Wks) - External Services |  | 0
Bill 54
| Phase 8.3 (278 Wks) - Cut & Fill |  | 0
Bill 55
| Phase 8.3 (278 Wks) - External Works |  | 0
Bill 56
| Phase 8.3 (278 Wks) - Drainage |  | 0
Bill 57
| Phase 8.3 (278 Wks) - External Services |  | 0
Bill 58
| Phase 8.4 (278 Wks) - Cut & Fill |  | 0
Bill 59
| Phase 8.4 (278 Wks) - External Works |  | 0
Bill 60
| Phase 8.4 (278 Wks) - Drainage |  | 0
Bill 61
| Phase 8.4 (278 Wks) - External Services |  | 0
Bill 62
| Phase 8.5 (278 Wks) - Cut & Fill |  | 0
Bill 63
| Phase 8.5 (278 Wks) - External Works |  | 0
Bill 64
| Phase 8.5 (278 Wks) - Drainage |  | 0
Bill 65
| Phase 8.5 (278 Wks) - External Services |  | 0
Bill 66
| Phase 9 - Trafford Way Making Good Works |  | 0
Bill 67
| Phase 10 - West Street Resurfacing Works |  | 0
Bill 68
| Vac Exc Works |  | 0
Bill 69
| Ext Services (Disconnect/Connect/Divert) |  | 0
Bill 70
| Defence Mounds (Valley Garden) |  | 0
Bill 71
| Gap Analysis |  | 0
|  | Total : | 0

## General Summary
General Summary |  |  | £ p
Bill 1 | Demolition & Initial Earthworks |  | 0
Bill 2 | Substructure |  | 0
Bill 3 | Frame |  | 0
Bill 4 | Upper Floors |  | 0
Bill 5 | Roof |  | 0
Bill 6 | Stairs |  | 0
Bill 7 | External Walls |  | 0
Bill 8 | Windows & External Doors |  | 0
Bill 9 | Internal Walls |  | 0
Bill 10 | Internal Doors |  | 0
Bill 11 | Wall Finishes |  | 0
Bill 12 | Floor Finishes |  | 0
Bill 13 | Ceiling Finishes |  | 0
Bill 14 | FF&E |  | 0
Bill 15 | Sanitaryware |  | 0
Bill 16 | M&E |  | 0
Bill 17 | Phase 0 - Substructure Drainage |  | 0
Bill 18 | Phase 1 - Cut & Fill |  | 0
Bill 19 | Phase 1 - External Works |  | 0
Bill 20 | Phase 1 - Drainage |  | 0
Bill 21 | Phase 1 - External Services |  | 0
Bill 22 | Phase 2 - Cut & Fill |  | 0
Bill 23 | Phase 2 - External Works |  | 0
Bill 24 | Phase 2 - Drainage |  | 0
Bill 25 | Phase 2 - External Services |  | 0
Bill 26 | Phase 3 - Cut & Fill |  | 0
Bill 27 | Phase 3 - External Works |  | 0
Bill 28 | Phase 3 - Drainage |  | 0
Bill 29 | Phase 3 - External Services |  | 0
Bill 30 | Phase 4 - Cut & Fill |  | 0
Bill 31 | Phase 4 - External Works |  | 0
Bill 32 | Phase 4 - Drainage |  | 0
Bill 33 | Phase 4 - External Services |  | 0
Bill 34 | Phase 5 - Cut & Fill |  | 0
Bill 35 | Phase 5 - External Works |  | 0
Bill 36 | Phase 5 - Drainage |  | 0
Bill 37 | Phase 5 - External Services |  | 0
Bill 38 | Phase 6 - Cut & Fill |  | 0
Bill 39 | Phase 6 - External Works |  | 0
Bill 40 | Phase 6 - Drainage |  | 0
Bill 41 | Phase 6 - External Services |  | 0
Bill 42 | Phase 7 - Cut & Fill |  | 0
Bill 43 | Phase 7 - External Works |  | 0
Bill 44 | Phase 7 - Drainage |  | 0
Bill 45 | Phase 7 - External Services |  | 0
Bill 46 | Phase 8.1 (278 Wks) - Cut & Fill |  | 0
Bill 47 | Phase 8.1 (278 Wks) - External Works |  | 0
Bill 48 | Phase 8.1 (278 Wks) - Drainage |  | 0
Bill 49 | Phase 8.1 (278 Wks) - External Services |  | 0
Bill 50 | Phase 8.2 (278 Wks) - Cut & Fill |  | 0
Bill 51 | Phase 8.2 (278 Wks) - External Works |  | 0
Bill 52 | Phase 8.2 (278 Wks) - Drainage |  | 0
Bill 53 | Phase 8.2 (278 Wks) - External Services |  | 0
Bill 54 | Phase 8.3 (278 Wks) - Cut & Fill |  | 0
Bill 55 | Phase 8.3 (278 Wks) - External Works |  | 0
Bill 56 | Phase 8.3 (278 Wks) - Drainage |  | 0
Bill 57 | Phase 8.3 (278 Wks) - External Services |  | 0
Bill 58 | Phase 8.4 (278 Wks) - Cut & Fill |  | 0
Bill 59 | Phase 8.4 (278 Wks) - External Works |  | 0
Bill 60 | Phase 8.4 (278 Wks) - Drainage |  | 0
Bill 61 | Phase 8.4 (278 Wks) - External Services |  | 0
Bill 62 | Phase 8.5 (278 Wks) - Cut & Fill |  | 0
Bill 63 | Phase 8.5 (278 Wks) - External Works |  | 0
Bill 64 | Phase 8.5 (278 Wks) - Drainage |  | 0
Bill 65 | Phase 8.5 (278 Wks) - External Services |  | 0
Bill 66 | Phase 9 - Trafford Way Making Good Works |  | 0
Bill 67 | Phase 10 - West Street Resurfacing Works |  | 0
Bill 68 | Vac Exc Works |  | 0
Bill 69 | Ext Services (Disconnect/Connect/Divert) |  | 0
Bill 70 | Defence Mounds (Valley Garden) |  | 0
Bill 71 | Gap Analysis |  | 0
|  | Total : | 0